## Sheet1
POWER CURVE MEASUREMENTS (IEC 61400-12-1)
Parameter | Value | Units
Rho | 1.225 | kg/m^3 | [5 empty] | Cp | 0.42
Rotor Dia | 90 | m | [5 empty] | Ct | 0.836
Swept Area | 6361.7251 | m^2 | [5 empty] | Cg | 0.97
Cp | 0.42 | - | [5 empty] | Overall efficiency | 0.34059
Cut-in wind speed | 4 | m/s
Cut-out wind speed | 25 | m/s
Cal. Rated speed | 10.7 | m/s
windspeed (m/s) | Max. Power (W) | Cp*Power (W) | Operating Power Curve | P after trans. Losses | Operating Curve for P after T | P after generator losses | Operating Curve for P after T
4 | 249379.6246 | 104739.4423 | 104739.4423 | 87562.1738 | 87562.1738 | 84935.3086 | 84935.3086
5 | 487069.5792 | 204569.2233 | 204569.2233 | 171019.8707 | 171019.8707 | 165889.2745 | 165889.2745
6 | 841656.2329 | 353495.6178 | 353495.6178 | 295522.3365 | 295522.3365 | 286656.6664 | 286656.6664
7 | 1336518.9254 | 561337.9487 | 561337.9487 | 469278.5251 | 469278.5251 | 455200.1693 | 455200.1693
8 | 1995036.9965 | 837915.5385 | 837915.5385 | 700497.3902 | 700497.3902 | 679482.4685 | 679482.4685
9 | 2840589.786 | 1193047.7101 | 1193047.7101 | 997387.8856 | 997387.8856 | 967466.2491 | 967466.2491
10 | 3896556.6337 | 1636553.7862 | 1636553.7862 | 1368158.9652 | 1368158.9652 | 1327114.1963 | 1327114.1963
11 | 5186316.8795 | 2178253.0894 | 2000000 | 1821019.5827 | 1821019.5827 | 1766388.9952 | 1766388.9952
12 | 6733249.863 | 2827964.9425 | 2000000 | 2364178.6919 | 2000000 | 2293253.3312 | 2000000
13 | 8560734.9242 | 3595508.6682 | 2000000 | 3005845.2466 | 2000000 | 2915669.8892 | 2000000
14 | 10692151.4029 | 4490703.5892 | 2000000 | 3754228.2006 | 2000000 | 3641601.3546 | 2000000
15 | 13150878.6387 | 5523369.0283 | 2000000 | 4617536.5076 | 2000000 | 4479010.4124 | 2000000
16 | 15960295.9716 | 6703324.3081 | 2000000 | 5603979.1216 | 2000000 | 5435859.7479 | 2000000
17 | 19143782.7414 | 8040388.7514 | 2000000 | 6721764.9962 | 2000000 | 6520112.0463 | 2000000
18 | 22724718.2878 | 9544381.6809 | 2000000 | 7979103.0852 | 2000000 | 7739729.9926 | 2000000
19 | 26726481.9506 | 11225122.4192 | 2000000 | 9384202.3425 | 2000000 | 9102676.2722 | 2000000
20 | 31172453.0696 | 13092430.2892 | 2000000 | 10945271.7218 | 2000000 | 10616913.5702 | 2000000
21 | 36086010.9847 | 15156124.6136 | 2000000 | 12670520.177 | 2000000 | 12290404.5716 | 2000000
22 | 41490535.0357 | 17426024.715 | 2000000 | 14568156.6617 | 2000000 | 14131111.9619 | 2000000
23 | 47409404.5623 | 19911949.9162 | 2000000 | 16646390.1299 | 2000000 | 16146998.426 | 2000000
24 | 53865998.9043 | 22623719.5398 | 2000000 | 18913429.5353 | 2000000 | 18346026.6492 | 2000000
25 | 60883697.4016 | 25571152.9087 | 2000000 | 21377483.8317 | 2000000 | 20736159.3167 | 2000000

## Sheet2
POWER CURVE FOR VESTAS V90-2MW WIND TURBINE
Windspeed (m/s) | Power (KW) | Power (KW) | Power (KW) | Power (KW) | Ct | Ct | Ct | Ct |  | https://en.wind-turbine-models.com/turbines/16-vestas-v90#powercurve
| Noise Mode 0 | Noise Mode 1 | Noise Mode 2 | Noise Mode 3 | Noise Mode 0 | Noise Mode 1 | Noise Mode 2 | Noise Mode 3
4 | 89 | 89 | 89 | 89 | 0.838 | 0.838 | 0.838 | 0.836
4.5 | 142 | 142 | 142 | 142 | 0.819 | 0.817 | 0.817 | 0.8
5 | 204 | 204 | 204 | 203 | 0.808 | 0.806 | 0.806 | 0.766
5.5 | 279 | 278 | 278 | 276 | 0.804 | 0.801 | 0.801 | 0.748
6 | 368 | 367 | 368 | 363 | 0.804 | 0.801 | 0.8 | 0.745
6.5 | 470 | 470 | 470 | 469 | 0.807 | 0.804 | 0.8 | 0.765
7 | 594 | 594 | 594 | 591 | 0.807 | 0.802 | 0.789 | 0.758
7.5 | 736 | 736 | 732 | 730 | 0.801 | 0.793 | 0.762 | 0.748
8 | 896 | 895 | 874 | 884 | 0.784 | 0.773 | 0.719 | 0.731
8.5 | 1069 | 1063 | 1014 | 1049 | 0.755 | 0.74 | 0.666 | 0.707
9 | 1247 | 1233 | 1150 | 1224 | 0.717 | 0.697 | 0.612 | 0.68
9.5 | 1428 | 1401 | 1284 | 1407 | 0.674 | 0.649 | 0.562 | 0.649
10 | 1599 | 1561 | 1413 | 1583 | 0.628 | 0.601 | 0.516 | 0.613
10.5 | 1753 | 1710 | 1539 | 1743 | 0.578 | 0.554 | 0.476 | 0.571
11 | 1881 | 1842 | 1662 | 1876 | 0.525 | 0.507 | 0.44 | 0.522
11.5 | 1951 | 1928 | 1768 | 1949 | 0.463 | 0.453 | 0.404 | 0.461
12 | 1981 | 1971 | 1849 | 1980 | 0.402 | 0.398 | 0.366 | 0.401
12.5 | 1994 | 1989 | 1899 | 1993 | 0.349 | 0.348 | 0.329 | 0.349
13 | 1998 | 1996 | 1927 | 1998 | 0.306 | 0.305 | 0.292 | 0.306
13.5 | 2000 | 1999 | 1944 | 2000 | 0.27 | 0.27 | 0.261 | 0.27
14 | 2000 | 2000 | 1955 | 2000 | 0.239 | 0.239 | 0.233 | 0.239
14.5 | 2000 | 2000 | 1963 | 2000 | 0.214 | 0.214 | 0.209 | 0.214
15 | 2000 | 2000 | 1973 | 2000 | 0.192 | 0.192 | 0.189 | 0.192
15.5 | 2000 | 2000 | 1980 | 2000 | 0.173 | 0.173 | 0.171 | 0.173
16 | 2000 | 2000 | 1987 | 2000 | 0.157 | 0.157 | 0.156 | 0.157
16.5 | 2000 | 2000 | 1992 | 2000 | 0.143 | 0.143 | 0.142 | 0.143
17 | 2000 | 2000 | 1995 | 2000 | 0.131 | 0.131 | 0.13 | 0.131
17.5 | 2000 | 2000 | 1998 | 2000 | 0.119 | 0.119 | 0.119 | 0.119
18 | 2000 | 2000 | 1999 | 2000 | 0.11 | 0.11 | 0.11 | 0.11
18.5 | 2000 | 2000 | 2000 | 2000 | 0.101 | 0.101 | 0.101 | 0.101
19 | 2000 | 2000 | 2000 | 2000 | 0.094 | 0.094 | 0.094 | 0.094
19.5 | 2000 | 2000 | 2000 | 2000 | 0.087 | 0.087 | 0.087 | 0.087
20 | 2000 | 2000 | 2000 | 2000 | 0.081 | 0.081 | 0.081 | 0.081
20.5 | 2000 | 2000 | 2000 | 2000 | 0.075 | 0.075 | 0.075 | 0.075
21 | 2000 | 2000 | 2000 | 2000 | 0.07 | 0.07 | 0.07 | 0.07
21.5 | 2000 | 2000 | 2000 | 2000 | 0.066 | 0.066 | 0.066 | 0.066
22 | 2000 | 2000 | 2000 | 2000 | 0.062 | 0.062 | 0.062 | 0.062
22.5 | 2000 | 2000 | 2000 | 2000 | 0.058 | 0.058 | 0.058 | 0.058
23 | 2000 | 2000 | 2000 | 2000 | 0.054 | 0.055 | 0.054 | 0.054
23.5 | 2000 | 2000 | 2000 | 2000 | 0.051 | 0.051 | 0.051 | 0.051
24 | 2000 | 2000 | 2000 | 2000 | 0.048 | 0.048 | 0.048 | 0.048
24.5 | 2000 | 2000 | 2000 | 2000 | 0.045 | 0.045 | 0.045 | 0.045
25 | 2000 | 2000 | 2000 | 2000 | 0.043 | 0.043 | 0.043 | 0.043
TIP SPEED RATIO |  |  |  |  | PITCH ANGLE VARIATION
Rotor Radius | 45 | m
Rated Speed | 1.5603 | rad/s |  | Req Rotor rpm (TSR=5.2)
[5 empty] | c1 | 0.5
WindSpeed | Actual TSR | Limit/MaxTSR | Rotor Speed | in rpm | c2 | 116
4 | 17.5536 | 5.2 | 0.46222 | 4.4139 | c3 | 0.4
5 | 14.0429 | 5.2 | 0.57778 | 5.5174 | c4 | 0
6 | 11.7024 | 5.2 | 0.69333 | 6.6208 | c5 | 5
7 | 10.0306 | 5.2 | 0.80889 | 7.7243 | c6 | 21
8 | 8.7768 | 5.2 | 0.92444 | 8.8278 | TSR | 5.2
9 | 7.8016 | 5.2 | 1.04 | 9.9313 | Beta(Pitch) |  |  | 1/gamma |  |  | Cp
10 | 7.0215 | 5.2 | 1.1556 | 11.0347 | 0 | 0.19231 | 0.035 | 0.15731 | 6.6238 | 0.036756 | 0.24346
11 | 6.3831 | 5.2 | 1.2711 | 12.1382 | 1 | 0.18939 | 0.0175 | 0.17189 | 7.2698 | 0.027058 | 0.19671
12 | 5.8512 | 5.2 | 1.3867 | 13.2417 | 2 | 0.18657 | 0.0038889 | 0.18268 | 7.6953 | 0.021574 | 0.16602
13 | 5.4011 | 5.2 | 1.5022 | 14.3452 | 4 | 0.18116 | 0.00053846 | 0.18062 | 7.176 | 0.022527 | 0.16165
13.5 | 5.2011 | 5.2 | 1.56 | 14.8969 | 6 | 0.17606 | 0.00016129 | 0.1759 | 6.5019 | 0.024877 | 0.16175
14 | 5.0153 |  |  |  | 8 | 0.17123 | 6.8226e-05 | 0.17116 | 5.8275 | 0.027476 | 0.16012
15 | 4.681 |  |  |  | 10 | 0.16667 | 3.4965e-05 | 0.16663 | 5.1646 | 0.03022 | 0.15607
16 | 4.3884 |  |  |  | 12 | 0.16234 | 2.0243e-05 | 0.16232 | 4.5144 | 0.033085 | 0.14936 | Figure 1.was generated from the power curve data by using the almost constant w of 16.9 rpm for the Vestas V80. The maximum CP is nearly 0.44.
17 | 4.1303 |  |  |  | 14 | 0.15823 | 1.275e-05 | 0.15822 | 3.8765 | 0.036062 | 0.13979
18 | 3.9008 |  |  |  | 16 | 0.15432 | 8.5428e-06 | 0.15431 | 3.2501 | 0.039142 | 0.12722
19 | 3.6955 |  |  |  | 18 | 0.1506 | 6.0003e-06 | 0.1506 | 2.6346 | 0.042319 | 0.11149
20 | 3.5107 |  |  |  | 20 | 0.14706 | 4.3745e-06 | 0.14705 | 2.0292 | 0.045587 | 0.092502
21 | 3.3435
22 | 3.1916
23 | 3.0528
24 | 2.9256
25 | 2.8086
r | LSR at 13.5 m/s
1.8 | 0.208
3.6 | 0.416
5.4 | 0.624
7.2 | 0.832
9 | 1.04
10.8 | 1.248
12.6 | 1.456
14.4 | 1.664
16.2 | 1.872
18 | 2.08
19.8 | 2.288
21.6 | 2.496
23.4 | 2.704
25.2 | 2.912
27 | 3.12
28.8 | 3.328
30.6 | 3.536
32.4 | 3.744
34.2 | 3.952
36 | 4.16
37.8 | 4.368
39.6 | 4.576
41.4 | 4.784
43.2 | 4.992
45 | 5.2

## Sheet3
FLOW ANGLE CALCULATIONS AT RATED ROTOR SPEED (NEGLECTING AXIAL AND ROTATIONAL INDUCTION FACTORS)
Rated Rotor speed |  | 14.9 | rpm
|  | 1.5603 | rad/sec
Windspeed (m/s) | 0.1R(4.5m) |  | 0.2R(9m) |  | 0.3R(13.5m) |  | 0.4R(18m) |  | 0.5R(22.5m) |  | 0.6R(27m) |  | 0.7R(31.5) |  | 0.8R(36m) |  | 0.9R(40.5) |  | R(45)
| Flow angle in rad | Flow angle in deg | Flow angle in rad | Flow angle in deg | Flow angle in rad | Flow angle in deg | Flow angle in rad | Flow angle in deg | Flow angle in rad | Flow angle in deg | Flow angle in rad | Flow angle in deg | Flow angle in rad | Flow angle in deg | Flow angle in rad | Flow angle in deg | Flow angle in rad | Flow angle in deg | Flow angle in rad | Flow angle in deg
4 | 0.51783 | 29.6694 | 0.27749 | 15.8991 | 0.18766 | 10.7521 | 0.14147 | 8.1056 | 0.11345 | 6.5001 | 0.094663 | 5.4238 | 0.081204 | 4.6527 | 0.07109 | 4.0732 | 0.063214 | 3.6219 | 0.056907 | 3.2605 | 0.1 | 4.5
5 | 0.6188 | 35.4548 | 0.34206 | 19.5984 | 0.23305 | 13.353 | 0.17618 | 10.0944 | 0.14147 | 8.1056 | 0.11813 | 6.7684 | 0.10138 | 5.8087 | 0.088779 | 5.0867 | 0.078958 | 4.524 | 0.07109 | 4.0732 | 0.2 | 9
6 | 0.70711 | 40.5147 | 0.40378 | 23.1352 | 0.27749 | 15.8991 | 0.21047 | 12.0589 | 0.16927 | 9.6984 | 0.14147 | 8.1056 | 0.12147 | 6.9599 | 0.10641 | 6.097 | 0.094663 | 5.4238 | 0.085245 | 4.8842 | 0.3 | 13.5
7 | 0.78387 | 44.9123 | 0.46242 | 26.495 | 0.32083 | 18.3824 | 0.24426 | 13.995 | 0.19681 | 11.2763 | 0.16465 | 9.4339 | 0.14147 | 8.1056 | 0.12398 | 7.1035 | 0.11032 | 6.321 | 0.099366 | 5.6933 | 0.4 | 18
8 | 0.85045 | 48.7272 | 0.51783 | 29.6694 | 0.36296 | 20.7962 | 0.27749 | 15.8991 | 0.22405 | 12.837 | 0.18766 | 10.7521 | 0.16135 | 9.2448 | 0.14147 | 8.1056 | 0.12593 | 7.215 | 0.11345 | 6.5001 | 0.5 | 22.5
9 | 0.90827 | 52.04 | 0.56995 | 32.6555 | 0.40378 | 23.1352 | 0.31011 | 17.7679 | 0.25095 | 14.3785 | 0.21047 | 12.0589 | 0.18111 | 10.3766 | 0.15887 | 9.1027 | 0.14147 | 8.1056 | 0.12748 | 7.3043 | 0.6 | 27
10 | 0.95863 | 54.9256 | 0.6188 | 35.4548 | 0.44323 | 25.3954 | 0.34206 | 19.5984 | 0.27749 | 15.8991 | 0.23305 | 13.353 | 0.20072 | 11.5003 | 0.17618 | 10.0944 | 0.15694 | 8.9922 | 0.14147 | 8.1056 | 0.7 | 31.5
11 | 1.0027 | 57.4494 | 0.66448 | 38.0721 | 0.48126 | 27.574 | 0.37329 | 21.3881 | 0.30364 | 17.3971 | 0.2554 | 14.6335 | 0.22018 | 12.6151 | 0.19338 | 11.0799 | 0.17234 | 9.8745 | 0.1554 | 8.9037 | 0.8 | 36
12 | 1.0414 | 59.6672 | 0.70711 | 40.5147 | 0.51783 | 29.6694 | 0.40378 | 23.1352 | 0.32936 | 18.8709 | 0.27749 | 15.8991 | 0.23946 | 13.7203 | 0.21047 | 12.0589 | 0.18766 | 10.7521 | 0.16927 | 9.6984 | 0.9 | 40.5
13 | 1.0756 | 61.626 | 0.74685 | 42.7915 | 0.55294 | 31.6811 | 0.4335 | 24.8379 | 0.35464 | 20.3193 | 0.29931 | 17.1491 | 0.25857 | 14.8152 | 0.22743 | 13.0308 | 0.20289 | 11.6246 | 0.18307 | 10.4894 | 1 | 45
13.5 | 1.0912 | 62.5207 | 0.76569 | 43.8708 | 0.56995 | 32.6555 | 0.44806 | 25.6722 | 0.3671 | 21.0335 | 0.31011 | 17.7679 | 0.26806 | 15.3586 | 0.23586 | 13.5139 | 0.21047 | 12.0589 | 0.18995 | 10.8833
14 | 1.1059 | 63.3648 | 0.78387 | 44.9123 | 0.58659 | 33.6092 | 0.46242 | 26.495 | 0.37945 | 21.741 | 0.32083 | 18.3824 | 0.27749 | 15.8991 | 0.24426 | 13.995 | 0.21802 | 12.4917 | 0.19681 | 11.2763
15 | 1.133 | 64.9159 | 0.81834 | 46.8875 | 0.6188 | 35.4548 | 0.49054 | 28.1057 | 0.40378 | 23.1352 | 0.34206 | 19.5984 | 0.29621 | 16.9715 | 0.26095 | 14.9513 | 0.23305 | 13.353 | 0.21047 | 12.0589
16 | 1.1573 | 66.3062 | 0.85045 | 48.7272 | 0.6496 | 37.2195 | 0.51783 | 29.6694 | 0.42762 | 24.5009 | 0.36296 | 20.7962 | 0.31471 | 18.0318 | 0.27749 | 15.8991 | 0.24798 | 14.2083 | 0.22405 | 12.837
17 | 1.1791 | 67.5581 | 0.88037 | 50.4415 | 0.67902 | 38.9053 | 0.5443 | 31.186 | 0.45095 | 25.8377 | 0.38354 | 21.9753 | 0.333 | 19.0794 | 0.29388 | 16.8381 | 0.26279 | 15.0571 | 0.23754 | 13.6103
18 | 1.1989 | 68.6902 | 0.90827 | 52.04 | 0.70711 | 40.5147 | 0.56995 | 32.6555 | 0.47377 | 27.1449 | 0.40378 | 23.1352 | 0.35105 | 20.114 | 0.31011 | 17.7679 | 0.27749 | 15.8991 | 0.25095 | 14.3785
19 | 1.2168 | 69.7182 | 0.93431 | 53.5319 | 0.73392 | 42.0504 | 0.59478 | 34.0783 | 0.49606 | 28.4222 | 0.42368 | 24.2753 | 0.36888 | 21.135 | 0.32617 | 18.6881 | 0.29207 | 16.7342 | 0.26427 | 15.1416
20 | 1.2332 | 70.6553 | 0.95863 | 54.9256 | 0.75948 | 43.5153 | 0.6188 | 35.4548 | 0.51783 | 29.6694 | 0.44323 | 25.3954 | 0.38645 | 22.1422 | 0.34206 | 19.5984 | 0.30652 | 17.5621 | 0.27749 | 15.8991
21 | 1.2481 | 71.5124 | 0.98138 | 56.229 | 0.78387 | 44.9123 | 0.64203 | 36.7858 | 0.53907 | 30.8865 | 0.46242 | 26.495 | 0.40378 | 23.1352 | 0.35777 | 20.4985 | 0.32083 | 18.3824 | 0.29062 | 16.6511
22 | 1.2619 | 72.2992 | 1.0027 | 57.4494 | 0.80712 | 46.2447 | 0.66448 | 38.0721 | 0.55979 | 32.0734 | 0.48126 | 27.574 | 0.42086 | 24.1137 | 0.37329 | 21.3881 | 0.33502 | 19.195 | 0.30364 | 17.3971
23 | 1.2745 | 73.0236 | 1.0226 | 58.5934 | 0.8293 | 47.5153 | 0.68617 | 39.3147 | 0.57998 | 33.2302 | 0.49972 | 28.6322 | 0.43768 | 25.0774 | 0.38863 | 22.2671 | 0.34906 | 19.9997 | 0.31655 | 18.1371
24 | 1.2862 | 73.6927 | 1.0414 | 59.6672 | 0.85045 | 48.7272 | 0.70711 | 40.5147 | 0.59965 | 34.3573 | 0.51783 | 29.6694 | 0.45424 | 26.0262 | 0.40378 | 23.1352 | 0.36296 | 20.7962 | 0.32936 | 18.8709
25 | 1.297 | 74.3122 | 1.059 | 60.6764 | 0.87063 | 49.8834 | 0.72733 | 41.6732 | 0.6188 | 35.4548 | 0.53557 | 30.6857 | 0.47054 | 26.9599 | 0.41874 | 23.9922 | 0.37672 | 21.5844 | 0.34206 | 19.5984
0.5*rho*v^2 | 109.35 | Initial conditions: Rated Speed = 13.5m/s
Cl | 1.2
Cd | 0.08
Req. Torque @ Rated Rotor Speed | 1281785.8593 | Nm (For 3 blades)
Req. Torque @ Rated Rotor Speed | 427261.9531 | Nm (For 1 blade)

## R40.1_blade chord
Rated Rotor rpm | 1.5603 | [8 empty] | from bem MATLAB CODE
0.5*rho*v^2 | 111.6281
| chord | Twist | Twist in rad | Cl | Cd | Phi | Phi in deg | Lsin(Phi) | Dcos(Phi) | dT | dQ | AOA | AOA in deg
0 | 2.1 | 15 | 0.2618 | 0.043157 | 0 | NaN |  | 10.1169 |  |  | 0 | NaN
1.399 | 2.209 | 15 | 0.2618 | 0.19753 | 0 | 1.3726 | 78.6422 | 47.7539 |  |  | 66.8077 | 1.1108 | 63.6422
6.747 | 2.597 | 14.69 | 0.25639 | 1.0607 | 0 | 0.84343 | 48.325 | 229.684 |  |  | 1549.6781 | 0.58704 | 33.635
7.987 | 2.586 | 13.55 | 0.23649 | 0.97022 | 0 | 0.77173 | 44.2171 | 195.3175 |  |  | 1560.0007 | 0.53524 | 30.6671
10.469 | 2.478 | 12.413 | 0.21665 | 0.79911 | 0 | 0.65365 | 37.4513 | 134.415 |  |  | 1407.1906 | 0.437 | 25.0383
11.755 | 2.368 | 11.27 | 0.1967 | 0.75497 | 0 | 0.60258 | 34.5254 | 113.1074 |  |  | 1329.5771 | 0.40588 | 23.2554
14.327 | 2.256 | 10.046 | 0.17534 | 0.69418 | 0 | 0.51698 | 29.6208 | 86.4046 |  |  | 1237.9183 | 0.34164 | 19.5748
15.852 | 2.139 | 8.666 | 0.15125 | 0.68976 | 0 | 0.47543 | 27.2404 | 75.3857 |  |  | 1195.0147 | 0.32418 | 18.5744
18.903 | 2.005 | 7.346 | 0.12821 | 0.76414 | 0 | 0.40476 | 23.1911 | 67.3496 |  |  | 1273.1103 | 0.27655 | 15.8451
20.345 | 1.872 | 6.079 | 0.1061 | 0.78436 | 0 | 0.37889 | 21.7085 | 60.6266 |  |  | 1233.4486 | 0.27279 | 15.6295 |  |  |  |  | Trapezoidal Rule
23.229 | 1.752 | 4.801 | 0.083793 | 1.2705 | 0 | 0.3203 | 18.352 | 78.2361 |  |  | 1817.3459 | 0.23651 | 13.551 |  |  |  |  | Sum(y) | 18338.4498
25.66 | 1.593 | 4.038 | 0.070476 | 1.2133 | 0 | 0.29429 | 16.8613 | 62.5786 |  |  | 1605.7674 | 0.22381 | 12.8233 | [5 empty] | 18332.9672
28.091 | 1.434 | 2.463 | 0.042987 | 1.2313 | 0 | 0.2708 | 15.5157 | 52.7227 |  |  | 1481.0343 | 0.22781 | 13.0527 |  |  |  |  | Torque/ blade | 32999.3409 | Nm
33.95 | 1.073 | 0.745 | 0.013003 | 1.1828 | 0 | 0.23002 | 13.1789 | 32.3007 |  |  | 1096.6072 | 0.21701 | 12.4339
37.64 | 0.74 | 0.138 | 0.0024086 | 1.1549 | 0 | 0.21317 | 12.214 | 20.1833 |  |  | 759.6978 | 0.21077 | 12.076 |  |  |  |  | Total Torque | 98998.0227 | Nm
39.28 | 0.711 | 0.033 | 0.00057596 | 1.1261 | 0 | 0.20489 | 11.7393 | 18.1845 |  |  | 714.2859 | 0.20431 | 11.7063
40.1 | 0.01 | 0 | 0 | 1.1621 | 0 | 0.21238 | 12.1687 | 0.27345 |  |  | 10.9653 | 0.21238 | 12.1687
0
1.399
6.747 |  | 0 | 1.399 | 6.747 | 7.987 | 10.469 | 11.755 | 14.327 | 15.852 | 18.903 | 20.345 | 23.229 | 25.66 | 28.091 | 33.95 | 37.64 | 39.28 | 40.1
7.987 |  | 2.1 | 2.209 | 2.597 | 2..586 | 2.478 | 2.368 | 2.256 | 2.139 | 2.005 | 1.872 | 1.752 | 1.593 | 1.434 | 1.073 | 0.74 | 0.711 | 0.01
10.469 |  | 15 | 15 | 14.69 | 13.55 | 12.413 | 11.27 | 10.046 | 8.666 | 7.346 | 6.079 | 4.801 | 4.038 | 2.463 | 0.745 | 0.138 | 0.033 | 0
11.755 | CL | 0.043157 | 0.19753 | 1.0607 | 0.97022 | 0.79911 | 0.75497 | 0.69418 | 0.68976 | 0.76414 | 0.78436 | 1.2705 | 1.2133 | 1.2313 | 1.1828 | 1.1549 | 1.1261 | 1.1621
14.327 |  | NaN | 1.3726 | 0.84343 | 0.77173 | 0.65365 | 0.60258 | 0.51698 | 0.47543 | 0.40476 | 0.37889 | 0.3203 | 0.29429 | 0.2708 | 0.23002 | 0.21317 | 0.20489 | 0.21238
15.852 |  | NaN | 1.1108 | 0.58704 | 0.53524 | 0.437 | 0.40588 | 0.34164 | 0.32418 | 0.27655 | 0.27279 | 0.23651 | 0.22381 | 0.22781 | 0.21701 | 0.21077 | 0.20431 | 0.21238
18.903
20.345
23.229
25.66
28.091
33.95
37.64
39.28
40.1

## 25 blade sections
TSR | 5.2 | Constant | 12.8886 | AOA | 0.17453
alpha | 0.17453
Rated wind speed | 13.5 | B | 3
Rated Rotor rpm | 1.5603
0.5*rho | 0.6
r | r/R | TSR*(r/R) | acot | sin | sin^2 | chord | Twist | Twist(deg) | Flow angle | FA deg | Cl | Cd | L*sin(phi) | D*cos(phi) | dT | dQ | AOA | Vb | VR | 0.5*rho*vr^2
1.8 | 0.04 | 0.208 | 1.3657 | 0.43968 | 0.19332 | 4.4848 | 0.73595 | 42.1667 | 1.3657 | 52.1651 | 1.3 | 0.01 | 1953.5813 | 3.1264 | 1950.455 | 3510.8189 | 9.9984 | 2.8086 | 13.7891 | 114.0829
3.6 | 0.08 | 0.416 | 1.1766 | 0.38221 | 0.14609 | 6.7783 | 0.60985 | 34.9418 | 1.1765 | 44.939 | 1.3 | 0.01 | 3130.958 | 10.0211 | 3120.9368 | 11235.3726 | 9.9972 | 5.6172 | 14.622 | 128.2815
5.4 | 0.12 | 0.624 | 1.0129 | 0.33126 | 0.10973 | 7.6373 | 0.50074 | 28.6906 | 1.0128 | 38.687 | 1.3 | 0.01 | 3839.3347 | 18.4326 | 3820.9021 | 20632.8713 | 9.9964 | 8.4258 | 15.9136 | 151.946
7.2 | 0.16 | 0.832 | 0.87685 | 0.28814 | 0.083024 | 7.7044 | 0.41003 | 23.493 | 0.87674 | 33.4891 | 1.2999 | 0.01 | 4274.1988 | 27.3627 | 4246.8361 | 30577.2201 | 9.9961 | 11.2343 | 17.563 | 185.0762
9 | 0.2 | 1.04 | 0.76579 | 0.2525 | 0.063757 | 7.3956 | 0.336 | 19.2511 | 0.76569 | 29.2472 | 1.2999 | 0.01 | 4550.6136 | 36.4153 | 4514.1983 | 40627.7847 | 9.996 | 14.0429 | 19.4796 | 227.6721
10.8 | 0.24 | 1.248 | 0.67552 | 0.22328 | 0.049852 | 6.9393 | 0.27582 | 15.803 | 0.67542 | 25.7992 | 1.2999 | 0.01 | 4732.8895 | 45.4487 | 4687.4408 | 50624.3607 | 9.9961 | 16.8515 | 21.5922 | 279.7339
12.6 | 0.28 | 1.456 | 0.60182 | 0.19926 | 0.039706 | 6.4481 | 0.22668 | 12.9879 | 0.60172 | 22.9842 | 1.2999 | 0.01 | 4857.5609 | 54.4202 | 4803.1407 | 60519.5731 | 9.9963 | 19.6601 | 23.8489 | 341.2614
14.4 | 0.32 | 1.664 | 0.54113 | 0.1794 | 0.032184 | 5.9732 | 0.18622 | 10.6695 | 0.54103 | 20.666 | 1.2998 | 0.01 | 4945.3528 | 63.3234 | 4882.0294 | 70301.2233 | 9.9965 | 22.4687 | 26.2124 | 412.2547
16.2 | 0.36 | 1.872 | 0.49062 | 0.16281 | 0.026508 | 5.5347 | 0.15255 | 8.7404 | 0.49054 | 18.7371 | 1.2997 | 0.01 | 5009.2018 | 72.1642 | 4937.0377 | 79980.0106 | 9.9967 | 25.2773 | 28.6564 | 492.7138
18 | 0.4 | 2.08 | 0.44814 | 0.14883 | 0.022149 | 5.1385 | 0.12423 | 7.1179 | 0.44806 | 17.1148 | 1.2994 | 0.01 | 5056.0647 | 80.9512 | 4975.1135 | 89552.0429 | 9.9969 | 28.0858 | 31.1619 | 582.6386
19.8 | 0.44 | 2.288 | 0.41204 | 0.13692 | 0.018746 | 4.7839 | 0.10016 | 5.7389 | 0.41197 | 15.736 | 1.299 | 0.01 | 5091.2309 | 89.6933 | 5001.5376 | 99030.4454 | 9.9971 | 30.8944 | 33.7152 | 682.0292
21.6 | 0.48 | 2.496 | 0.38106 | 0.12668 | 0.016047 | 4.4675 | 0.079506 | 4.5554 | 0.38099 | 14.5526 | 1.2983 | 0.01 | 5117.1278 | 98.398 | 5018.7299 | 108404.565 | 9.9973 | 33.703 | 36.3062 | 790.8856
23.4 | 0.52 | 2.704 | 0.35422 | 0.1178 | 0.013877 | 4.1852 | 0.061616 | 3.5304 | 0.35416 | 13.5278 | 1.2972 | 0.01 | 5135.5144 | 107.0715 | 5028.4429 | 117665.5632 | 9.9974 | 36.5116 | 38.9274 | 909.2077
25.2 | 0.56 | 2.912 | 0.33079 | 0.11004 | 0.012109 | 3.9328 | 0.045993 | 2.6352 | 0.33073 | 12.6328 | 1.2954 | 0.01 | 5146.6835 | 115.7191 | 5030.9643 | 126780.3011 | 9.9976 | 39.3202 | 41.5731 | 1036.9956
27 | 0.6 | 3.12 | 0.31017 | 0.10321 | 0.010651 | 3.7066 | 0.032246 | 1.8475 | 0.31011 | 11.8452 | 1.2926 | 0.01 | 5150.479 | 124.345 | 5026.134 | 135705.6167 | 9.9977 | 42.1288 | 44.2389 | 1174.2493
28.8 | 0.64 | 3.328 | 0.2919 | 0.097146 | 0.0094373 | 3.503 | 0.020066 | 1.1497 | 0.29184 | 11.1475 | 1.288 | 0.01 | 5144.4475 | 132.9525 | 5011.495 | 144331.0573 | 9.9978 | 44.9373 | 46.9214 | 1320.9688
30.6 | 0.68 | 3.536 | 0.27561 | 0.09174 | 0.0084163 | 3.3193 | 0.0092059 | 0.52746 | 0.27555 | 10.5254 | 1.2806 | 0.01 | 5125.1143 | 141.5444 | 4983.57 | 152497.2411 | 9.9979 | 47.7459 | 49.6178 | 1477.154
32.4 | 0.72 | 3.744 | 0.261 | 0.086891 | 0.00755 | 3.1528 | -0.00053204 | -0.030484 | 0.26095 | 9.9675 | 1.2689 | 0.01 | 5086.8418 | 150.1229 | 4936.7189 | 159949.6908 | 9.998 | 50.5545 | 52.326 | 1642.805
34.2 | 0.76 | 3.952 | 0.24783 | 0.082518 | 0.0068091 | 3.0014 | -0.00931 | -0.53342 | 0.24779 | 9.4647 | 1.25 | 0.01 | 5018.2491 | 158.69 | 4859.5592 | 166196.9245 | 9.9981 | 53.3631 | 55.0443 | 1817.9218
36 | 0.8 | 4.16 | 0.23591 | 0.078555 | 0.0061709 | 2.8632 | -0.017261 | -0.98895 | 0.23586 | 9.0092 | 1.22 | 0.01 | 4903.6613 | 167.2471 | 4736.4142 | 170510.9118 | 9.9982 | 56.1717 | 57.7712 | 2002.5044 | Trapezoidal Rule
37.8 | 0.84 | 4.368 | 0.22506 | 0.074949 | 0.0056174 | 2.7367 | -0.024493 | -1.4034 | 0.22501 | 8.5949 | 1.171 | 0.01 | 4711.8533 | 175.7955 | 4536.0578 | 171462.9839 | 9.9983 | 58.9803 | 60.5055 | 2196.5527 | Sum(y) | 2440615.7284
39.6 | 0.88 | 4.576 | 0.21515 | 0.071655 | 0.0051344 | 2.6206 | -0.0311 | -1.7819 | 0.21511 | 8.2164 | 1.093 | 0.01 | 4402.0496 | 184.3364 | 4217.7132 | 167021.443 | 9.9983 | 61.7888 | 63.2464 | 2400.0668 |  | 2443583.5643
41.4 | 0.92 | 4.784 | 0.20606 | 0.068634 | 0.0047106 | 2.5135 | -0.037158 | -2.129 | 0.20602 | 7.8694 | 0.965 | 0.01 | 3889.6622 | 192.8706 | 3696.7916 | 153047.1721 | 9.9984 | 64.5974 | 65.993 | 2613.0466 | Torque/ blade | 4398450.4157 | Nm
43.2 | 0.96 | 4.992 | 0.1977 | 0.065854 | 0.0043367 | 2.4146 | -0.04273 | -2.4483 | 0.19766 | 7.5502 | 0.738 | 0.01 | 2976.793 | 201.3989 | 2775.3941 | 119897.025 | 9.9985 | 67.406 | 68.7446 | 2835.4923
45 | 1 | 5.2 | 0.18999 | 0.063287 | 0.0040053 | 2.323 | -0.047874 | -2.743 | 0.18995 | 7.2555 | 0 | 0.01 | 0 | 209.922 | -209.922 | -9446.4906 | 9.9985 | 70.2146 | 71.5006 | 3067.4037

## iTERATIONS
|  | R | 45
|  | TSR | 5.2 |  | Cl design | 1.3 | [6 empty] | Note: | ri is considered as Mid section radius in these calculations
|  | alpha | 0.17453 |  | alpha | 0.20944
|  | Rated wind speed | 13.5 |  | B | 3
|  | Rated Rotor rpm | 1.5603 |  | B/2 | 1.5
|  | rho | 1.2
|  | Constant | 12.8886
|  | AOA | 0.17453
Sl.No | Midpoint ri | r | r/R | TSR | Flow angle | FA(deg) | chord |  | F |  |  | sigma | Cl |  |  | Vb | Vr | 0.5*rho*Vr^2 | L*sin(phi) | D*cos(phi) | dT | dQ
|  | 0 |  |  |  |  | N/D | chord | N/D | exp() | F |  | N | D | Cl | [6 empty] | 0
1 | 0.9 | 1.8 | 0.04 | 0.10402 | 1.4161 | 81.1359 | 5.7999 | 4.9062 | 36.4352 | 1.5011e-16 | 1 | 2.6028 | 0.2028 | 2.6134 | 0.077599 | 1.4043 | 13.5728 | 110.5332 | 124.736 | 4.5124 | 120.2236 | 108.2013
2 | 2.7 | 3.6 | 0.08 | 0.31206 | 1.1332 | 64.9268 | 17.3996 | 10.0261 | 19.0446 | 5.3583e-09 | 1 | 1.773 | 0.51128 | 1.8404 | 0.27781 | 4.2129 | 14.1421 | 119.999 | 908.2215 | 27.532 | 880.6895 | 2377.8616
3 | 4.5 | 5.4 | 0.12 | 0.52011 | 0.90851 | 52.0539 | 28.9993 | 11.1671 | 13.949 | 8.7507e-07 | 1 | 1.1849 | 0.64591 | 1.3133 | 0.49182 | 7.0215 | 15.2168 | 138.9305 | 1805.1468 | 51.5168 | 1753.63 | 7891.3349
4 | 6.3 | 7.2 | 0.16 | 0.72815 | 0.74159 | 42.4903 | 40.599 | 10.6616 | 11.6586 | 8.6441e-06 | 0.99999 | 0.80802 | 0.66344 | 0.97965 | 0.67723 | 9.83 | 16.6997 | 167.3279 | 2448.2135 | 71.0369 | 2377.1767 | 14976.2129
5 | 8.1 | 9 | 0.2 | 0.93619 | 0.61904 | 35.4683 | 52.1988 | 9.6862 | 10.3403 | 3.2304e-05 | 0.99998 | 0.57096 | 0.62946 | 0.76665 | 0.82106 | 12.6386 | 18.4928 | 205.1909 | 2840.6847 | 87.4101 | 2753.2746 | 22301.5241
6 | 9.9 | 10.8 | 0.24 | 1.1442 | 0.52777 | 30.2388 | 63.7985 | 8.6808 | 9.432 | 8.0119e-05 | 0.99995 | 0.41866 | 0.5795 | 0.62471 | 0.92763 | 15.4472 | 20.515 | 252.5198 | 3072.1365 | 102.2657 | 2969.8709 | 29401.7217
7 | 11.7 | 12.6 | 0.28 | 1.3523 | 0.45823 | 26.2544 | 75.3982 | 7.7782 | 8.7195 | 0.00016337 | 0.9999 | 0.31742 | 0.52838 | 0.52537 | 1.0057 | 18.2558 | 22.7052 | 309.3144 | 3211.089 | 116.516 | 3094.573 | 36206.5044
8 | 13.5 | 14.4 | 0.32 | 1.5603 | 0.40397 | 23.1455 | 86.998 | 7.0025 | 8.1093 | 0.00030073 | 0.99981 | 0.24766 | 0.48133 | 0.45268 | 1.0633 | 21.0644 | 25.0192 | 375.5748 | 3297.5624 | 130.5869 | 3166.9754 | 42754.1684
9 | 15.3 | 16.2 | 0.36 | 1.7684 | 0.36068 | 20.6657 | 98.5977 | 6.3442 | 7.5561 | 0.0005229 | 0.99967 | 0.19798 | 0.43969 | 0.39745 | 1.1063 | 23.873 | 27.4257 | 451.301 | 3353.4891 | 144.6616 | 3208.8275 | 49095.0611
10 | 17.1 | 18 | 0.4 | 1.9764 | 0.32548 | 18.6485 | 110.1974 | 5.7856 | 7.0365 | 0.00087921 | 0.99944 | 0.16154 | 0.40334 | 0.35417 | 1.1388 | 26.6815 | 29.9024 | 536.493 | 3390.8755 | 158.8123 | 3232.0632 | 55268.2801
11 | 18.9 | 19.8 | 0.44 | 2.1845 | 0.29635 | 16.9795 | 121.7971 | 5.3092 | 6.5373 | 0.0014484 | 0.99908 | 0.13413 | 0.37168 | 0.31939 | 1.1637 | 29.4901 | 32.4333 | 631.1507 | 3416.3975 | 173.0619 | 3243.3357 | 61299.0441
12 | 20.7 | 21.6 | 0.48 | 2.3925 | 0.27188 | 15.5778 | 133.3969 | 4.9001 | 6.0511 | 0.0023553 | 0.9985 | 0.11303 | 0.34405 | 0.29083 | 1.183 | 32.2987 | 35.0065 | 735.2742 | 3433.7873 | 187.412 | 3246.3752 | 67199.9672
13 | 22.5 | 23.4 | 0.52 | 2.6005 | 0.25107 | 14.3854 | 144.9966 | 4.5462 | 5.5732 | 0.0037985 | 0.99758 | 0.096473 | 0.31978 | 0.26698 | 1.1977 | 35.1073 | 37.6135 | 848.8634 | 3445.0359 | 201.8561 | 3243.1798 | 72971.5462
14 | 24.3 | 25.2 | 0.56 | 2.8086 | 0.23317 | 13.3595 | 156.5963 | 4.2376 | 5.1007 | 0.0060923 | 0.99612 | 0.083263 | 0.29828 | 0.24676 | 1.2088 | 37.9159 | 40.2475 | 971.9185 | 3450.9702 | 216.3843 | 3234.5859 | 78600.4378
15 | 26.1 | 27 | 0.6 | 3.0166 | 0.21761 | 12.468 | 168.196 | 3.9666 | 4.6319 | 0.0097361 | 0.9938 | 0.072563 | 0.27905 | 0.2294 | 1.2164 | 40.7245 | 42.9038 | 1104.4393 | 3451.4683 | 230.9868 | 3220.4816 | 84054.5689
16 | 27.9 | 28.8 | 0.64 | 3.2247 | 0.20397 | 11.6864 | 179.7958 | 3.727 | 4.1655 | 0.015521 | 0.99012 | 0.063782 | 0.2616 | 0.21433 | 1.2205 | 43.533 | 45.5782 | 1246.4258 | 3445.4254 | 245.6541 | 3199.7714 | 89273.6207
17 | 29.7 | 30.6 | 0.68 | 3.4327 | 0.19192 | 10.9959 | 191.3955 | 3.5139 | 3.7008 | 0.024705 | 0.98427 | 0.05649 | 0.24548 | 0.20113 | 1.2205 | 46.3416 | 48.268 | 1397.8782 | 3430.49 | 260.3779 | 3170.1121 | 94152.3292
18 | 31.5 | 32.4 | 0.72 | 3.6408 | 0.18119 | 10.3817 | 202.9952 | 3.3232 | 3.2371 | 0.039279 | 0.97499 | 0.050372 | 0.2302 | 0.18947 | 1.215 | 49.1502 | 50.9705 | 1558.7963 | 3402.5216 | 275.1509 | 3127.3707 | 98512.1777
19 | 33.3 | 34.2 | 0.76 | 3.8488 | 0.1716 | 9.8318 | 214.5949 | 3.1517 | 2.774 | 0.062409 | 0.96024 | 0.045189 | 0.2152 | 0.17909 | 1.2016 | 51.9588 | 53.684 | 1729.1802 | 3354.6464 | 289.967 | 3064.6794 | 102053.8228
20 | 35.1 | 36 | 0.8 | 4.0568 | 0.16296 | 9.3367 | 226.1947 | 2.9966 | 2.3115 | 0.099117 | 0.9368 | 0.040763 | 0.19976 | 0.16979 | 1.1765 | 54.7674 | 56.4067 | 1909.0299 | 3275.6592 | 304.8207 | 2970.8384 | 104276.428 | Trapezoidal Rule
21 | 36.9 | 37.8 | 0.84 | 4.2649 | 0.15514 | 8.8887 | 237.7944 | 2.8558 | 1.8491 | 0.15738 | 0.89939 | 0.036953 | 0.18288 | 0.16142 | 1.133 | 57.576 | 59.1375 | 2098.3453 | 3147.2436 | 319.7076 | 2827.536 | 104336.0776 | Sum(y) | 1460579.5995
22 | 38.7 | 39.6 | 0.88 | 4.4729 | 0.14803 | 8.4814 | 249.3941 | 2.7274 | 1.3869 | 0.24986 | 0.83923 | 0.03365 | 0.16307 | 0.15383 | 1.06 | 60.3846 | 61.8752 | 2297.1265 | 2938.6182 | 334.6236 | 2603.9946 | 100774.5917 |  | 1468893.8136
23 | 40.5 | 41.4 | 0.92 | 4.681 | 0.14154 | 8.1096 | 260.9939 | 2.6099 | 0.92463 | 0.39668 | 0.74033 | 0.030769 | 0.13772 | 0.14693 | 0.9373 | 63.1931 | 64.6191 | 2505.3735 | 2593.7337 | 349.5654 | 2244.1682 | 90888.8141 | Torque/ blade | 2644008.8645 | Nm
24 | 42.3 | 43.2 | 0.96 | 4.889 | 0.13559 | 7.7688 | 272.5936 | 2.502 | 0.46236 | 0.6298 | 0.56628 | 0.028241 | 0.10102 | 0.14062 | 0.71841 | 66.0017 | 67.3682 | 2723.0862 | 1984.9069 | 364.5302 | 1620.3767 | 68541.9326
25 | 44.1 | 45 | 1 | 5.0971 | 0.13012 | 7.4553 | 284.1933 | 2.4025 | 0 | 1 | 0 | 0.026011 | 0 | 0.13484 | 0 | 68.8103 | 70.1221 | 2950.2648 | 0 | 379.5154 | -379.5154 | -16736.6295

## with corrections
|  | R | 45
|  | TSR | 5.2 |  | Cl design | 1.3
|  | alpha | 0.17453 |  | alpha | 0.20944 |  |  | Note: ri is not considered as mid section radius here. | [13 empty] | A | 16
|  | Rated wind speed | 13.5 |  | B | 3 | [16 empty] | B | -24
|  | Rated Rotor rpm | 1.5603 |  | B/2 | 1.5 | [16 empty] | C | 9-(3*x^2)
|  | rho | 1.2 | [19 empty] | D | x^2-1
|  | Constant | 12.8886
|  | AOA | 0.17453 | [19 empty] | a and adash calculated using cubic equation from Momentum Theory
Sl.No | Midpoint ri | r | r/R | LSR | Flow angle | FA(deg) | chord |  | F |  |  | sigma | Cl |  |  | Vb | Vr | 0.5*rho*Vr^2 | L*sin(phi) | D*cos(phi) | dT | dQ | C | D | a |  |  | adash |  | dFt | dQ
|  | 0 |  |  |  |  | N/D | chord | N/D | exp() | F |  | N | D | Cl | [6 empty] | 0
1 | 0.9 | 1.8 | 0.04 | 0.20804 | 0.91045 | 52.1651 | 11.5997 | 4.4846 | 45.5822 | 1.5992e-20 | 1 | 1.1896 | 1.4187 | 1.0913 | 1.3 | 1.4043 | 13.5728 | 110.5332 | 1526.8174 | 16.4189 | 1510.3985 | 1359.3586 | 8.8702 | -0.95672 | 0.275 | 0.215 | 1.009 | 1.75 |  | 2718.7173 | 4893.6911
2 | 2.7 | 3.6 | 0.08 | 0.41609 | 0.78433 | 44.939 | 23.1995 | 6.7775 | 24.4212 | 2.4774e-11 | 1 | 0.89889 | 1.1696 | 0.89969 | 1.3 | 4.2129 | 14.1421 | 119.999 | 2240.442 | 31.0877 | 2209.3543 | 5965.2567 | 8.4806 | -0.82687 | 0.29 | 0.17 | 1.036 | 0.8125 |  | 3976.8378 | 14316.6162
3 | 4.5 | 5.4 | 0.12 | 0.62413 | 0.67522 | 38.687 | 34.7992 | 7.6359 | 17.5982 | 2.2762e-08 | 1 | 0.67516 | 0.97623 | 0.75094 | 1.3 | 7.0215 | 15.2168 | 138.9305 | 2586.117 | 44.7162 | 2541.4008 | 11436.3038 | 7.8314 | -0.61046 | 0.304 | 0.116 | 1.079 | 0.40741 |  | 4574.5215 | 24702.4161
4 | 6.3 | 7.2 | 0.16 | 0.83217 | 0.5845 | 33.4891 | 46.3989 | 7.7027 | 14.272 | 6.3349e-07 | 1 | 0.5108 | 0.82726 | 0.63635 | 1.3 | 9.83 | 16.6997 | 167.3279 | 2773.5635 | 58.0448 | 2715.5186 | 17107.7672 | 6.9225 | -0.30749 | 0.3125 | 0.054 | 1.133 | 0.25 |  | 4887.9335 | 35193.1211
5 | 8.1 | 9 | 0.2 | 1.0402 | 0.51046 | 29.2472 | 57.9986 | 7.3937 | 12.2805 | 4.6412e-06 | 1 | 0.39225 | 0.71194 | 0.54765 | 1.3 | 12.6386 | 18.4928 | 205.1909 | 2890.7772 | 71.4803 | 2819.2969 | 22836.3049 | 5.7539 | 0.08205 | 0.317 | -0.013 | 1.195 | 0.18284 |  | 5074.7344 | 45672.6098
6 | 9.9 | 10.8 | 0.24 | 1.2483 | 0.45028 | 25.7992 | 69.5984 | 6.9372 | 10.9141 | 1.82e-05 | 0.99999 | 0.30669 | 0.62159 | 0.47815 | 1.3 | 15.4472 | 20.515 | 252.5198 | 2973.3562 | 85.1674 | 2888.1888 | 28593.0687 | 4.3255 | 0.55815 | 0.321 | -0.0858 | 1.264 | 0.13028 |  | 5198.7398 | 56146.3895
7 | 11.7 | 12.6 | 0.28 | 1.4563 | 0.40115 | 22.9842 | 81.1981 | 6.4461 | 9.878 | 5.1289e-05 | 0.99997 | 0.24427 | 0.54971 | 0.42287 | 1.3 | 18.2558 | 22.7052 | 309.3144 | 3036.2778 | 99.1213 | 2937.1566 | 34364.7317 | 2.6375 | 1.1208 | 0.324 | -0.1616 | 1.337 | 0.094595 |  | 5286.8818 | 66614.7107
8 | 13.5 | 14.4 | 0.32 | 1.6643 | 0.36069 | 20.666 | 92.7978 | 5.9712 | 9.0318 | 0.00011955 | 0.99992 | 0.19799 | 0.49161 | 0.37819 | 1.2999 | 21.0644 | 25.0192 | 375.5748 | 3086.4932 | 113.3097 | 2973.1835 | 40137.9777 | 0.68986 | 1.77 | 0.325 | -0.24 | 1.414 | 0.083333 |  | 5351.7304 | 77064.9172
9 | 15.3 | 16.2 | 0.36 | 1.8724 | 0.32702 | 18.7371 | 104.3975 | 5.5328 | 8.3015 | 0.00024814 | 0.99984 | 0.16307 | 0.44392 | 0.34153 | 1.2998 | 23.873 | 27.4257 | 451.301 | 3127.6572 | 127.69 | 2999.9672 | 45899.4976 | -1.5175 | 2.5058 | 0.327 | -0.327 | 1.493 | 0.061688 |  | 5399.9409 | 87479.0424
10 | 17.1 | 18 | 0.4 | 2.0804 | 0.29871 | 17.1148 | 115.9973 | 5.1367 | 7.6456 | 0.00047814 | 0.9997 | 0.13625 | 0.4042 | 0.31101 | 1.2996 | 26.6815 | 29.9024 | 536.493 | 3161.9173 | 142.2232 | 3019.6941 | 51636.7698 | -3.9846 | 3.3282 | 0.328 | -0.402 | 1.574 | 0.051282 |  | 5435.4495 | 97838.0902
11 | 18.9 | 19.8 | 0.44 | 2.2885 | 0.27464 | 15.736 | 127.597 | 4.7821 | 7.0393 | 0.00087675 | 0.99944 | 0.11532 | 0.37067 | 0.28529 | 1.2993 | 29.4901 | 32.4333 | 631.1507 | 3190.6175 | 156.8769 | 3033.7406 | 57337.6967 | -6.7114 | 4.2371 | 0.329 | -0.485 | 1.656 | 0.041139 |  | 5460.733 | 108122.5137
12 | 20.7 | 21.6 | 0.48 | 2.4965 | 0.25399 | 14.5526 | 139.1967 | 4.4658 | 6.4672 | 0.0015536 | 0.99901 | 0.098716 | 0.34201 | 0.26334 | 1.2987 | 32.2987 | 35.0065 | 735.2742 | 3214.5826 | 171.6257 | 3042.9569 | 62989.2073 | -9.6978 | 5.2326 | 0.329 | -0.569 | 1.74 | 0.041139 |  | 5477.3224 | 118310.1633
13 | 22.5 | 23.4 | 0.52 | 2.7046 | 0.2361 | 13.5278 | 150.7964 | 4.1836 | 5.9193 | 0.0026872 | 0.99829 | 0.085364 | 0.31722 | 0.24444 | 1.2978 | 35.1073 | 37.6135 | 848.8634 | 3234.2203 | 186.4499 | 3047.7704 | 68574.8329 | -12.944 | 6.3147 | 0.33 | -0.655 | 1.824 | 0.03125 |  | 5485.9866 | 128372.0872
14 | 24.3 | 25.2 | 0.56 | 2.9126 | 0.22048 | 12.6328 | 162.3962 | 3.9313 | 5.389 | 0.0045667 | 0.99709 | 0.074487 | 0.29552 | 0.22799 | 1.2962 | 37.9159 | 40.2475 | 971.9185 | 3249.5172 | 201.3345 | 3048.1827 | 74070.8391 | -16.4498 | 7.4833 | 0.33 | -0.74 | 1.91 | 0.03125 |  | 5486.7288 | 138265.5664
15 | 26.1 | 27 | 0.6 | 3.1206 | 0.20674 | 11.8452 | 173.9959 | 3.7051 | 4.8717 | 0.0076606 | 0.99512 | 0.065521 | 0.27628 | 0.21356 | 1.2937 | 40.7245 | 42.9038 | 1104.4393 | 3259.9457 | 216.2677 | 3043.678 | 79439.9961 | -20.2153 | 8.7384 | 0.33 | -0.826 | 1.995 | 0.03125 |  | 5478.6204 | 147922.7514
16 | 27.9 | 28.8 | 0.64 | 3.3287 | 0.19456 | 11.1475 | 185.5956 | 3.5017 | 4.3642 | 0.012725 | 0.9919 | 0.058053 | 0.25895 | 0.20082 | 1.2895 | 43.533 | 45.5782 | 1246.4258 | 3264.2643 | 231.2405 | 3033.0237 | 84621.3621 | -24.2406 | 10.0802 | 0.331 | -0.913 | 2.082 | 0.021605 |  | 5459.4427 | 157231.9502
17 | 29.7 | 30.6 | 0.68 | 3.5367 | 0.1837 | 10.5254 | 197.1954 | 3.318 | 3.8642 | 0.020979 | 0.98664 | 0.051772 | 0.24303 | 0.18948 | 1.2826 | 46.3416 | 48.268 | 1397.8782 | 3260.1631 | 246.2459 | 3013.9172 | 89513.3414 | -28.5255 | 11.5085 | 0.331 | -1 | 2.169 | 0.021605 |  | 5425.051 | 166006.5605
18 | 31.5 | 32.4 | 0.72 | 3.7448 | 0.17397 | 9.9675 | 208.7951 | 3.1516 | 3.3701 | 0.034386 | 0.97811 | 0.046443 | 0.22803 | 0.17933 | 1.2715 | 49.1502 | 50.9705 | 1558.7963 | 3243.6723 | 261.2781 | 2982.3942 | 93945.4186 | -33.0701 | 13.0234 | 0.331 | -1.087 | 2.256 | 0.021605 |  | 5368.3096 | 173933.2322
19 | 33.3 | 34.2 | 0.76 | 3.9528 | 0.16519 | 9.4647 | 220.3948 | 3.0002 | 2.8806 | 0.056101 | 0.96427 | 0.041886 | 0.21335 | 0.1702 | 1.2535 | 51.9588 | 53.684 | 1729.1802 | 3208.1864 | 276.3328 | 2931.8535 | 97630.7222 | -37.8744 | 14.6248 | 0.331 | -1.175 | 2.343 | 0.021605 |  | 5277.3363 | 180484.9026
20 | 35.1 | 36 | 0.8 | 4.1609 | 0.15724 | 9.0092 | 231.9945 | 2.8621 | 2.3947 | 0.091197 | 0.94186 | 0.03796 | 0.19828 | 0.16194 | 1.2244 | 54.7674 | 56.4067 | 1909.0299 | 3142.8426 | 291.4065 | 2851.4361 | 100085.4086 | -42.9384 | 16.3128 | 0.331 | -1.263 | 2.4313 | 0.021605 |  | 5132.5851 | 184773.062
21 | 36.9 | 37.8 | 0.84 | 4.3689 | 0.15001 | 8.5949 | 243.5943 | 2.7356 | 1.9118 | 0.14781 | 0.90555 | 0.034555 | 0.1818 | 0.15444 | 1.1772 | 57.576 | 59.1375 | 2098.3453 | 3029.7233 | 306.4962 | 2723.2271 | 100487.0801 | -48.2621 | 18.0874 | 0.332 | -1.351 | 2.519 | 0.012195 |  | 4901.8088 | 185288.3722
22 | 38.7 | 39.6 | 0.88 | 4.577 | 0.1434 | 8.2164 | 255.194 | 2.6195 | 1.4313 | 0.23901 | 0.84636 | 0.031584 | 0.16238 | 0.14759 | 1.1003 | 60.3846 | 61.8752 | 2297.1265 | 2838.517 | 321.5995 | 2516.9175 | 97404.7064 | -53.8455 | 19.9485 | 0.332 | -1.439 | 2.607 | 0.012195 |  | 4530.4515 | 179405.8779
23 | 40.5 | 41.4 | 0.92 | 4.785 | 0.13735 | 7.8694 | 266.7937 | 2.5125 | 0.95266 | 0.38571 | 0.74791 | 0.028977 | 0.1374 | 0.14131 | 0.97228 | 63.1931 | 64.6191 | 2505.3735 | 2513.8938 | 336.7147 | 2177.1791 | 88175.7522 | -59.6885 | 21.8962 | 0.332 | -1.527 | 2.695 | 0.012195 |  | 3918.9223 | 162243.384
24 | 42.3 | 43.2 | 0.96 | 4.993 | 0.13178 | 7.5502 | 278.3934 | 2.4136 | 0.47567 | 0.62147 | 0.57307 | 0.026677 | 0.10098 | 0.13555 | 0.74499 | 66.0017 | 67.3682 | 2723.0862 | 1930.1183 | 351.84 | 1578.2783 | 66761.1708 | -65.7913 | 23.9304 | 0.332 | -1.616 | 2.784 | 0.012195 |  | 2840.9009 | 122726.9182
25 | 44.1 | 45 | 1 | 5.2011 | 0.12663 | 7.2555 | 289.9932 | 2.3221 | 0 | 1 | 0 | 0.024638 | 0 | 0.13023 | 0 | 68.8103 | 70.1221 | 2950.2648 | 0 | 366.9741 | -366.9741 | -16183.5591 | -72.1537 | 26.0512 | 0.332 | -1.705 | 2.872 | 0.012195 |  | -660.5534 | -29724.9046
[20 empty] | Trapezoidal Rule |  |  |  | Trapezoidal Rule
[20 empty] | Sum(y) | 1404191.0122 |  |  | Sum(y) | 2633284.0415
[21 empty] | 1411603.1125 |  |  |  | 2645699.6483
[20 empty] | Torque/ blade | 2540885.6025 | Nm |  | Torque/ blade | 2539871.6624 | Nm
LOAD CALCULATIONS WITH CORRECTIONS from BEM Theory
Sl.No | Midpoint ri | r | r/R | LSR | a | adash | V(1-a) | Vb(1+adash) | Flow angle | FA(deg) | chord |  | F |  |  | sigma | Cl |  |  | Vr | 0.5*rho*Vr^2 | L*sin(phi) | D*cos(phi) | dT | dQ |  | Corrected
|  | 0 |  | 0 | 0.25 | [5 empty] | N/D | chord | N/D | exp() | F |  | N | D | Cl | [5 empty] | 0 |  | N | D | Cl | L*sin(phi) | dT | dQ
1 | 0.9 | 1.8 | 0.04 | 0.20804 | 0.2898 | 1.5152 | 9.5877 | 3.5321 | 0.81594 | 46.75 | 11.5997 | 3.6518 | 49.4254 | 3.4264e-22 | 1 | 0.96867 | 1.5548 | 0.84363 | 1.843 | 10.2176 | 62.6402 | 921.1915 | 33.3845 | 887.8069 | 1598.0525 |  | 4.1529 | 2.4364 | 1.7045 | 851.9749 | 851.9749 | 1533.5547
2 | 2.7 | 3.6 | 0.08 | 0.41609 | 0.3046 | 0.63711 | 9.3879 | 6.8969 | 0.62791 | 35.9769 | 23.1995 | 4.4252 | 29.3638 | 1.768e-13 | 1 | 0.58691 | 1.3272 | 0.54241 | 2.4469 | 11.6491 | 81.4207 | 1553.7694 | 62.1058 | 1491.6636 | 5369.9891 |  | 2.0623 | 0.96084 | 2.1464 | 1362.936 | 1362.936 | 4906.5695
3 | 4.5 | 5.4 | 0.12 | 0.62413 | 0.3143 | 0.35342 | 9.2569 | 9.503 | 0.51743 | 29.6466 | 34.7992 | 4.5555 | 22.238 | 2.1987e-10 | 1 | 0.40279 | 1.1087 | 0.41773 | 2.6542 | 13.2664 | 105.5982 | 1894.7289 | 89.0502 | 1805.6787 | 9750.6651 |  | 1.2286 | 0.54514 | 2.2537 | 1608.8213 | 1608.8213 | 8687.6351
4 | 6.3 | 7.2 | 0.16 | 0.83217 | 0.32059 | 0.22239 | 9.172 | 12.0161 | 0.43682 | 25.0278 | 46.3989 | 4.3567 | 18.6145 | 8.2381e-09 | 1 | 0.28891 | 0.93757 | 0.34008 | 2.7569 | 15.1166 | 137.1078 | 2090.1076 | 115.2867 | 1974.8208 | 14218.7101 |  | 0.80602 | 0.35316 | 2.2823 | 1730.2612 | 1730.2612 | 12457.8807
5 | 8.1 | 9 | 0.2 | 1.0402 | 0.3247 | 0.15108 | 9.1166 | 14.5481 | 0.37506 | 21.4892 | 57.9986 | 4.0317 | 16.3789 | 7.7046e-08 | 1 | 0.21389 | 0.80508 | 0.28538 | 2.8211 | 17.1686 | 176.8561 | 2210.6347 | 141.3175 | 2069.3172 | 18623.8546 |  | 0.56232 | 0.2462 | 2.284 | 1789.7356 | 1789.7356 | 16107.6205
6 | 9.9 | 10.8 | 0.24 | 1.2483 | 0.32742 | 0.10825 | 9.0798 | 17.1193 | 0.32673 | 18.7204 | 69.5984 | 3.682 | 14.7998 | 3.7369e-07 | 1 | 0.16278 | 0.70155 | 0.24469 | 2.8671 | 19.3782 | 225.3084 | 2290.1861 | 167.3541 | 2122.832 | 22926.5857 |  | 0.41008 | 0.1804 | 2.2731 | 1815.7124 | 1815.7124 | 19609.6934
7 | 11.7 | 12.6 | 0.28 | 1.4563 | 0.32927 | 0.080683 | 9.0549 | 19.7287 | 0.28829 | 16.518 | 81.1981 | 3.351 | 13.5664 | 1.2829e-06 | 1 | 0.12698 | 0.61945 | 0.2134 | 2.9028 | 21.7075 | 282.7285 | 2345.7466 | 193.4728 | 2152.2738 | 27118.6494 |  | 0.30941 | 0.13723 | 2.2547 | 1822.0647 | 1822.0647 | 22958.0155
8 | 13.5 | 14.4 | 0.32 | 1.6643 | 0.33055 | 0.062013 | 9.0376 | 22.3707 | 0.25724 | 14.7389 | 92.7978 | 3.0535 | 12.5287 | 3.6211e-06 | 1 | 0.10125 | 0.55326 | 0.18872 | 2.9316 | 24.1273 | 349.2746 | 2386.366 | 219.6921 | 2166.6739 | 31200.1043 |  | 0.23989 | 0.10752 | 2.231 | 1816.0861 | 1816.0861 | 26151.64
9 | 15.3 | 16.2 | 0.36 | 1.8724 | 0.33145 | 0.048845 | 9.0254 | 25.039 | 0.23179 | 13.2806 | 104.3975 | 2.7919 | 11.6083 | 9.0902e-06 | 0.99999 | 0.082287 | 0.49907 | 0.16886 | 2.9556 | 26.616 | 425.0466 | 2417.1708 | 246.0079 | 2171.1629 | 35172.8383 |  | 0.19016 | 0.086306 | 2.2033 | 1801.8939 | 1801.8939 | 29190.6819
10 | 17.1 | 18 | 0.4 | 2.0804 | 0.33211 | 0.039249 | 9.0165 | 27.7288 | 0.21064 | 12.0687 | 115.9973 | 2.5638 | 10.7612 | 2.1206e-05 | 0.99999 | 0.068007 | 0.45405 | 0.15258 | 2.9759 | 29.1579 | 510.1096 | 2441.2298 | 272.4092 | 2168.8206 | 39038.771 |  | 0.15353 | 0.070676 | 2.1722 | 1781.9579 | 1781.9579 | 32075.2421
11 | 18.9 | 19.8 | 0.44 | 2.2885 | 0.33259 | 0.032063 | 9.0101 | 30.4357 | 0.19284 | 11.0488 | 127.597 | 2.3651 | 9.9616 | 4.7176e-05 | 0.99997 | 0.057032 | 0.41616 | 0.13903 | 2.9933 | 31.7413 | 604.5071 | 2460.4668 | 298.8834 | 2161.5834 | 42799.3509 |  | 0.12588 | 0.058861 | 2.1385 | 1757.8295 | 1757.8295 | 34805.0247
12 | 20.7 | 21.6 | 0.48 | 2.4965 | 0.33294 | 0.026558 | 9.0053 | 33.1565 | 0.17768 | 10.1806 | 139.1967 | 2.1916 | 9.1937 | 0.00010168 | 0.99994 | 0.048444 | 0.38387 | 0.1276 | 3.0084 | 34.3577 | 708.269 | 2476.1281 | 325.4187 | 2150.7094 | 46455.3232 |  | 0.10456 | 0.049731 | 2.1025 | 1730.5098 | 1730.5098 | 37379.0107
13 | 22.5 | 23.4 | 0.52 | 2.7046 | 0.33321 | 0.022257 | 9.0016 | 35.8887 | 0.16465 | 9.4339 | 150.7964 | 2.0395 | 8.4474 | 0.00021446 | 0.99986 | 0.041615 | 0.35608 | 0.11785 | 3.0215 | 37.0004 | 821.4156 | 2489.0294 | 352.0048 | 2137.0246 | 50006.3759 |  | 0.087823 | 0.042541 | 2.0644 | 1700.6383 | 1700.6383 | 39794.9356
14 | 24.3 | 25.2 | 0.56 | 2.9126 | 0.33342 | 0.018838 | 8.9988 | 38.6301 | 0.15334 | 8.7858 | 162.3962 | 1.9055 | 7.7162 | 0.00044557 | 0.99972 | 0.036104 | 0.3319 | 0.10944 | 3.0328 | 39.6644 | 943.9598 | 2499.6785 | 378.633 | 2121.0455 | 53450.3474 |  | 0.074467 | 0.036784 | 2.0245 | 1668.5852 | 1668.5852 | 42048.3482
15 | 26.1 | 27 | 0.6 | 3.1206 | 0.33358 | 0.016078 | 8.9967 | 41.3792 | 0.14344 | 8.2185 | 173.9959 | 1.7869 | 6.9956 | 0.00091594 | 0.99942 | 0.031599 | 0.31067 | 0.10211 | 3.0423 | 42.346 | 1075.9088 | 2508.3131 | 405.2953 | 2103.0178 | 56781.4796 |  | 0.063652 | 0.032107 | 1.9825 | 1634.4781 | 1634.4781 | 44130.9091
16 | 27.9 | 28.8 | 0.64 | 3.3287 | 0.33371 | 0.013818 | 8.995 | 44.1346 | 0.13471 | 7.7181 | 185.5956 | 1.6813 | 6.2826 | 0.0018685 | 0.99881 | 0.027874 | 0.29183 | 0.095688 | 3.0498 | 45.0419 | 1217.2629 | 2514.8554 | 431.9847 | 2082.8707 | 59986.6762 |  | 0.054771 | 0.02826 | 1.9381 | 1598.1706 | 1598.1706 | 46027.3132
17 | 29.7 | 30.6 | 0.68 | 3.5367 | 0.33381 | 0.011941 | 8.9936 | 46.895 | 0.12695 | 7.2738 | 197.1954 | 1.5869 | 5.5752 | 0.0037907 | 0.99759 | 0.024762 | 0.27492 | 0.090006 | 3.0545 | 47.7496 | 1368.014 | 2518.7461 | 458.6937 | 2060.0524 | 63037.6041 |  | 0.047378 | 0.025057 | 1.8908 | 1559.1398 | 1559.1398 | 47709.679
18 | 31.5 | 32.4 | 0.72 | 3.7448 | 0.3339 | 0.010357 | 8.9924 | 49.6592 | 0.12002 | 6.8769 | 208.7951 | 1.5021 | 4.8718 | 0.0076594 | 0.99512 | 0.022136 | 0.25948 | 0.084949 | 3.0545 | 50.4669 | 1528.1418 | 2518.5664 | 485.4143 | 2033.1521 | 65874.1294 |  | 0.041128 | 0.022365 | 1.8389 | 1516.2689 | 1516.2689 | 49127.1138
19 | 33.3 | 34.2 | 0.76 | 3.9528 | 0.33398 | 0.008994 | 8.9912 | 52.4261 | 0.1138 | 6.5203 | 220.3948 | 1.4256 | 4.1714 | 0.01543 | 0.99018 | 0.019902 | 0.24497 | 0.080421 | 3.0461 | 53.1915 | 1697.6042 | 2511.2498 | 512.1357 | 1999.1141 | 68369.7031 |  | 0.035743 | 0.020081 | 1.7799 | 1467.4148 | 1467.4148 | 50185.5853
20 | 35.1 | 36 | 0.8 | 4.1609 | 0.33407 | 0.0077898 | 8.9901 | 55.194 | 0.10818 | 6.1983 | 231.9945 | 1.3562 | 3.4732 | 0.031017 | 0.98025 | 0.017987 | 0.23069 | 0.076346 | 3.0216 | 55.9214 | 1876.3202 | 2490.4836 | 538.8417 | 1951.6419 | 70259.1079 |  | 0.030977 | 0.018127 | 1.7089 | 1408.5172 | 1408.5172 | 50706.621
21 | 36.9 | 37.8 | 0.84 | 4.3689 | 0.33418 | 0.0066785 | 8.9886 | 57.9605 | 0.10308 | 5.9063 | 243.5943 | 1.2931 | 2.7766 | 0.06225 | 0.96034 | 0.016334 | 0.21548 | 0.072662 | 2.9655 | 58.6533 | 2064.1282 | 2443.4728 | 565.5048 | 1877.968 | 70987.1915 |  | 0.026572 | 0.016443 | 1.6161 | 1331.5778 | 1331.5778 | 50333.639
22 | 38.7 | 39.6 | 0.88 | 4.577 | 0.33433 | 0.0055713 | 8.9865 | 60.721 | 0.098443 | 5.6404 | 255.194 | 1.2356 | 2.0812 | 0.12479 | 0.92035 | 0.014897 | 0.19731 | 0.069318 | 2.8464 | 61.3824 | 2260.6765 | 2344.2498 | 592.0689 | 1752.1809 | 69386.3649 |  | 0.022177 | 0.01498 | 1.4804 | 1219.2604 | 1219.2604 | 48282.7135
23 | 40.5 | 41.4 | 0.92 | 4.785 | 0.33461 | 0.0042903 | 8.9828 | 63.4643 | 0.094207 | 5.3977 | 266.7937 | 1.183 | 1.3866 | 0.24992 | 0.83919 | 0.013644 | 0.17223 | 0.066279 | 2.5986 | 64.0968 | 2465.0413 | 2138.5461 | 618.3919 | 1520.1543 | 62934.3861 |  | 0.017085 | 0.013702 | 1.2469 | 1026.1238 | 1026.1238 | 42481.5233
24 | 42.3 | 43.2 | 0.96 | 4.993 | 0.33527 | 0.0021964 | 8.9738 | 66.1467 | 0.090344 | 5.1763 | 278.3934 | 1.1354 | 0.69274 | 0.5002 | 0.66652 | 0.012549 | 0.1312 | 0.063532 | 2.0651 | 66.7526 | 2673.548 | 1696.6493 | 643.9128 | 1052.7365 | 45478.2163 |  | 0.0087497 | 0.012576 | 0.69574 | 571.612 | 571.612 | 24693.6383
25 | 44.1 | 45 | 1 | 5.2011 | 0.33527 | 0.0024633 | 8.9738 | 68.9798 | 0.086676 | 4.9662 | 289.9932 | 1.0886 | 0.35362 | 0.70214 | 0.50446 | 0.011551 | 0.095375 | 0.060851 | 0.5 | 69.5611 | 2903.2458 | 410.4023 | 670.6734 | -260.2711 | -11712.1975 |  | 0.0098163 | 0.011579 | 0.84776 | 695.8419 | 695.8419 | 31312.8833
[22 empty] | Trapezoidal Rule | [5 empty] | Trapezoidal Rule
[22 empty] | Sum(y) | 1019112.2792 |  |  |  |  | Sum | 812697.4717
[23 empty] | 1024169.3517 | [5 empty] | 796274.2526
[22 empty] | Total Torque for 3 blades | 1843504.8331 | Nm |  |  |  | Total torque | 1433293.6547
[23 empty] | 1281786 | [5 empty] | 151.5077
561.7188
561718.8331
[23 empty] | Cl | AOA
[22 empty] | NACA 418 | 1.4 | 11 to 15 | 0.1
[22 empty] | FFAW3 241 | 1.3 | 10 to 12 | 0.04
[22 empty] | NACA 415 | 1.5 | 13 | 0.04
[22 empty] | FFAW3 301 | 1.35 | 15 | 0.07
[12 empty] | Blade Length | 45
[12 empty] | Max. chord | 5.38
[12 empty] | AR | R^2/S | 8.3643 |  |  | r | Flow Angles | chord | AOA
[12 empty] | Cdo | 0.01 | assumed |  | Cylinder | 1.8 | 46.5174 | 3.6176
[12 empty] | k | 0.038056 |  |  | Cylinder | 3.6 | 35.7979 | 4.3827
[16 empty] | FFAW3 301 | 5.4 | 29.4991 | 4.5113 | 15 | 1.3 | 0.07
[12 empty] | CD | 0.074314 |  |  | FFAW3 301 | 7.2 | 24.9032 | 4.3142 | 15 | 1.3 | 0.07
[16 empty] | FFAW3 301 | 9 | 21.3823 | 3.9921 | 15 | 1.3 | 0.07
[16 empty] | FFAW3 301 | 10.8 | 18.6272 | 3.6458 | 15 | 1.3 | 0.07
[16 empty] | FFAW3 301 | 12.6 | 16.4358 | 3.318 | 15 | 1.3 | 0.07
[16 empty] | FFAW3 301 | 14.4 | 14.6656 | 3.0234 | 15 | 1.3 | 0.07
[16 empty] | NACA 415 | 16.2 | 13.2145 | 2.7643 | 13 | 1.5 | 0.04
[16 empty] | NACA 415 | 18 | 12.0086 | 2.5385 | 13 | 1.5 | 0.04
[16 empty] | NACA 415 | 19.8 | 10.9938 | 2.3417 | 13 | 1.5 | 0.04
[16 empty] | NACA 415 | 21.6 | 10.1299 | 2.1699 | 13 | 1.5 | 0.04
[16 empty] | NACA 415 | 23.4 | 9.387 | 2.0193 | 13 | 1.5 | 0.04
[16 empty] | NACA 415 | 25.2 | 8.7421 | 1.8866 | 13 | 1.5 | 0.04
[16 empty] | NACA 415 | 27 | 8.1776 | 1.7692 | 13 | 1.5 | 0.04
[16 empty] | NACA 415 | 28.8 | 7.6797 | 1.6647 | 13 | 1.5 | 0.04
[16 empty] | NACA 415 | 30.6 | 7.2376 | 1.5712 | 13 | 1.5 | 0.04
[16 empty] | NACA 415 | 32.4 | 6.8427 | 1.4872 | 13 | 1.5 | 0.04
[16 empty] | NACA 415 | 34.2 | 6.4878 | 1.4114 | 13 | 1.5 | 0.04
[16 empty] | NACA 415 | 36 | 6.1674 | 1.3427 | 13 | 1.5 | 0.04
[16 empty] | NACA 415 | 37.8 | 5.8769 | 1.2803 | 13 | 1.5 | 0.04
[16 empty] | FFAW3 241 | 39.6 | 5.6123 | 1.2233 | 12 | 1.3 | 0.04
[16 empty] | FFAW3 241 | 41.4 | 5.3708 | 1.1713 | 12 | 1.3 | 0.04
[16 empty] | FFAW3 241 | 43.2 | 5.1506 | 1.1241 | 12 | 1.3 | 0.04
[16 empty] | FFAW3 241 | 45 | 4.9414 | 1.0778 | 12 | 1.3 | 0.04

## a,ad(BEM)
|  | R | 45
|  | TSR | 5.2 |  | Cl design | 1.3
|  | alpha | 0.17453 |  | alpha | 0.20944 |  |  | Note: ri is not considered as mid section radius here.
|  | Rated wind speed | 13.5 |  | B | 3
|  | Rated Rotor rpm | 1.5603 |  | B/2 | 1.5
|  | rho | 1.2
|  | Constant | 12.8886
|  | AOA | 0.17453
Sl.No | Midpoint ri | r | r/R | LSR | Flow angle | FA(deg) | chord |  | F |  |  | sigma | Cl |  |  |  |  | a | [5 empty] | Vb(1+adash) | V(1-a) | Vr | 0.5*rho*Vr^2 | L*sin(phi) | D*cos(phi) | dT | dQ
|  | 0 |  |  |  |  | N/D | chord | N/D | exp() | F |  | N | D | Cl | Cn | Ct | D | D+1 | a | D | D-1 | adash | [7 empty] | 0
1 | 0.9 | 1.8 | 0.04 | 0.20804 | 0.91045 | 52.1651 | 11.5997 | 4.4846 | 45.5822 | 1.5992e-20 | 1 | 1.1896 | 1.4187 | 1.0913 | 1.3 | 0.85585 | 0.98133 | 2.4507 | 3.4507 | 0.2898 | 1.66 | 0.65996 | 1.5152 | 3.5321 | 9.5877 | 10.2176 | 62.6402 | 865.2615 | 36.8572 | 828.4043 | 745.5639
2 | 2.7 | 3.6 | 0.08 | 0.41609 | 0.78433 | 44.939 | 23.1995 | 6.7775 | 24.4212 | 2.4774e-11 | 1 | 0.89889 | 1.1696 | 0.89969 | 1.3 | 0.97249 | 0.86588 | 2.283 | 3.283 | 0.3046 | 2.5696 | 1.5696 | 0.63711 | 6.8969 | 9.3879 | 11.6491 | 81.4207 | 1520.1661 | 83.5531 | 1436.6131 | 3878.8553
3 | 4.5 | 5.4 | 0.12 | 0.62413 | 0.67522 | 38.687 | 34.7992 | 7.6359 | 17.5982 | 2.2762e-08 | 1 | 0.67516 | 0.97623 | 0.75094 | 1.3 | 1.061 | 0.75482 | 2.1817 | 3.1817 | 0.3143 | 3.8295 | 2.8295 | 0.35342 | 9.503 | 9.2569 | 13.2664 | 105.5982 | 1965.6535 | 134.6297 | 1831.0238 | 8239.6071
4 | 6.3 | 7.2 | 0.16 | 0.83217 | 0.5845 | 33.4891 | 46.3989 | 7.7027 | 14.272 | 6.3349e-07 | 1 | 0.5108 | 0.82726 | 0.63635 | 1.3 | 1.125 | 0.6556 | 2.1192 | 3.1192 | 0.32059 | 5.4967 | 4.4967 | 0.22239 | 12.0161 | 9.172 | 15.1166 | 137.1078 | 2272.6478 | 188.3973 | 2084.2505 | 13130.778
5 | 8.1 | 9 | 0.2 | 1.0402 | 0.51046 | 29.2472 | 57.9986 | 7.3937 | 12.2805 | 4.6412e-06 | 1 | 0.39225 | 0.71194 | 0.54765 | 1.3 | 1.1704 | 0.57058 | 2.0798 | 3.0798 | 0.3247 | 7.6189 | 6.6189 | 0.15108 | 14.5481 | 9.1166 | 17.1686 | 176.8561 | 2491.5891 | 244.0425 | 2247.5466 | 18205.1277
6 | 9.9 | 10.8 | 0.24 | 1.2483 | 0.45028 | 25.7992 | 69.5984 | 6.9372 | 10.9141 | 1.82e-05 | 0.99999 | 0.30669 | 0.62159 | 0.47815 | 1.3 | 1.2026 | 0.49915 | 2.0542 | 3.0542 | 0.32742 | 10.2382 | 9.2382 | 0.10825 | 17.1193 | 9.0798 | 19.3782 | 225.3084 | 2652.9495 | 301.0042 | 2351.9453 | 23284.2581
7 | 11.7 | 12.6 | 0.28 | 1.4563 | 0.40115 | 22.9842 | 81.1981 | 6.4461 | 9.878 | 5.1289e-05 | 0.99997 | 0.24427 | 0.54971 | 0.42287 | 1.3 | 1.2257 | 0.43948 | 2.037 | 3.037 | 0.32927 | 13.3941 | 12.3941 | 0.080683 | 19.7287 | 9.0549 | 21.7075 | 282.7285 | 2775.3059 | 358.8833 | 2416.4226 | 28272.1441
8 | 13.5 | 14.4 | 0.32 | 1.6643 | 0.36069 | 20.666 | 92.7978 | 5.9712 | 9.0318 | 0.00011955 | 0.99992 | 0.19799 | 0.49161 | 0.37819 | 1.2999 | 1.2424 | 0.38952 | 2.0253 | 3.0253 | 0.33055 | 17.1256 | 16.1256 | 0.062013 | 22.3707 | 9.0376 | 24.1273 | 349.2746 | 2870.3567 | 417.402 | 2452.9547 | 33114.8883
9 | 15.3 | 16.2 | 0.36 | 1.8724 | 0.32702 | 18.7371 | 104.3975 | 5.5328 | 8.3015 | 0.00024814 | 0.99984 | 0.16307 | 0.44392 | 0.34153 | 1.2998 | 1.2547 | 0.34745 | 2.017 | 3.017 | 0.33145 | 21.4728 | 20.4728 | 0.048845 | 25.039 | 9.0254 | 26.616 | 425.0466 | 2945.7062 | 476.3699 | 2469.3363 | 37780.8461
10 | 17.1 | 18 | 0.4 | 2.0804 | 0.29871 | 17.1148 | 115.9973 | 5.1367 | 7.6456 | 0.00047814 | 0.9997 | 0.13625 | 0.4042 | 0.31101 | 1.2996 | 1.2638 | 0.31173 | 2.0111 | 3.0111 | 0.33211 | 26.4784 | 25.4784 | 0.039249 | 27.7288 | 9.0165 | 29.1579 | 510.1096 | 3006.4224 | 535.6572 | 2470.7651 | 42250.0838
11 | 18.9 | 19.8 | 0.44 | 2.2885 | 0.27464 | 15.736 | 127.597 | 4.7821 | 7.0393 | 0.00087675 | 0.99944 | 0.11532 | 0.37067 | 0.28529 | 1.2993 | 1.2706 | 0.28114 | 2.0067 | 3.0067 | 0.33259 | 32.1885 | 31.1885 | 0.032063 | 30.4357 | 9.0101 | 31.7413 | 604.5071 | 3055.928 | 595.1746 | 2460.7534 | 46508.2399
12 | 20.7 | 21.6 | 0.48 | 2.4965 | 0.25399 | 14.5526 | 139.1967 | 4.4658 | 6.4672 | 0.0015536 | 0.99901 | 0.098716 | 0.34201 | 0.26334 | 1.2987 | 1.2756 | 0.2547 | 2.0035 | 3.0035 | 0.33294 | 38.6535 | 37.6535 | 0.026558 | 33.1565 | 9.0053 | 34.3577 | 708.269 | 3096.5175 | 654.8597 | 2441.6578 | 50542.316
13 | 22.5 | 23.4 | 0.52 | 2.7046 | 0.2361 | 13.5278 | 150.7964 | 4.1836 | 5.9193 | 0.0026872 | 0.99829 | 0.085364 | 0.31722 | 0.24444 | 1.2978 | 1.2791 | 0.23162 | 2.0011 | 3.0011 | 0.33321 | 45.9303 | 44.9303 | 0.022257 | 35.8887 | 9.0016 | 37.0004 | 821.4156 | 3129.6423 | 714.6681 | 2414.9743 | 54336.9209
14 | 24.3 | 25.2 | 0.56 | 2.9126 | 0.22048 | 12.6328 | 162.3962 | 3.9313 | 5.389 | 0.0045667 | 0.99709 | 0.074487 | 0.29552 | 0.22799 | 1.2962 | 1.281 | 0.21128 | 1.9992 | 2.9992 | 0.33342 | 54.0847 | 53.0847 | 0.018838 | 38.6301 | 8.9988 | 39.6644 | 943.9598 | 3156.0402 | 774.5669 | 2381.4733 | 57869.8023
15 | 26.1 | 27 | 0.6 | 3.1206 | 0.20674 | 11.8452 | 173.9959 | 3.7051 | 4.8717 | 0.0076606 | 0.99512 | 0.065521 | 0.27628 | 0.21356 | 1.2937 | 1.2813 | 0.19312 | 1.9978 | 2.9978 | 0.33358 | 63.1967 | 62.1967 | 0.016078 | 41.3792 | 8.9967 | 42.346 | 1075.9088 | 3175.7331 | 834.5308 | 2341.2023 | 61105.3808
16 | 27.9 | 28.8 | 0.64 | 3.3287 | 0.19456 | 11.1475 | 185.5956 | 3.5017 | 4.3642 | 0.012725 | 0.9919 | 0.058053 | 0.25895 | 0.20082 | 1.2895 | 1.2794 | 0.1767 | 1.9967 | 2.9967 | 0.33371 | 73.3694 | 72.3694 | 0.013818 | 44.1346 | 8.995 | 45.0419 | 1217.2629 | 3187.8894 | 894.5383 | 2293.3511 | 63984.4954
17 | 29.7 | 30.6 | 0.68 | 3.5367 | 0.1837 | 10.5254 | 197.1954 | 3.318 | 3.8642 | 0.020979 | 0.98664 | 0.051772 | 0.24303 | 0.18948 | 1.2826 | 1.2746 | 0.16155 | 1.9957 | 2.9957 | 0.33381 | 84.748 | 83.748 | 0.011941 | 46.895 | 8.9936 | 47.7496 | 1368.014 | 3190.5133 | 954.5687 | 2235.9446 | 66407.5533
18 | 31.5 | 32.4 | 0.72 | 3.7448 | 0.17397 | 9.9675 | 208.7951 | 3.1516 | 3.3701 | 0.034386 | 0.97811 | 0.046443 | 0.22803 | 0.17933 | 1.2715 | 1.2652 | 0.14721 | 1.9949 | 2.9949 | 0.3339 | 97.5577 | 96.5577 | 0.010357 | 49.6592 | 8.9924 | 50.4669 | 1528.1418 | 3179.8839 | 1014.5988 | 2165.2851 | 68206.4817
19 | 33.3 | 34.2 | 0.76 | 3.9528 | 0.16519 | 9.4647 | 220.3948 | 3.0002 | 2.8806 | 0.056101 | 0.96427 | 0.041886 | 0.21335 | 0.1702 | 1.2535 | 1.2486 | 0.13314 | 1.9942 | 2.9942 | 0.33398 | 112.1853 | 111.1853 | 0.008994 | 52.4261 | 8.9912 | 53.1915 | 1697.6042 | 3149.6028 | 1074.5972 | 2075.0056 | 69097.685
20 | 35.1 | 36 | 0.8 | 4.1609 | 0.15724 | 9.0092 | 231.9945 | 2.8621 | 2.3947 | 0.091197 | 0.94186 | 0.03796 | 0.19828 | 0.16194 | 1.2244 | 1.2209 | 0.11865 | 1.9934 | 2.9934 | 0.33407 | 129.3725 | 128.3725 | 0.0077898 | 55.194 | 8.9901 | 55.9214 | 1876.3202 | 3088.9926 | 1134.5156 | 1954.477 | 68602.144
21 | 36.9 | 37.8 | 0.84 | 4.3689 | 0.15001 | 8.5949 | 243.5943 | 2.7356 | 1.9118 | 0.14781 | 0.90555 | 0.034555 | 0.1818 | 0.15444 | 1.1772 | 1.1751 | 0.10276 | 1.9924 | 2.9924 | 0.33418 | 150.7337 | 149.7337 | 0.0066785 | 57.9605 | 8.9886 | 58.6533 | 2064.1282 | 2980.3185 | 1194.268 | 1786.0505 | 65905.264
22 | 38.7 | 39.6 | 0.88 | 4.577 | 0.1434 | 8.2164 | 255.194 | 2.6195 | 1.4313 | 0.23901 | 0.84636 | 0.031584 | 0.16238 | 0.14759 | 1.1003 | 1.0995 | 0.084001 | 1.991 | 2.991 | 0.33433 | 180.4902 | 179.4902 | 0.0055713 | 60.721 | 8.9865 | 61.3824 | 2260.6765 | 2793.4765 | 1253.6779 | 1539.7986 | 59590.205
23 | 40.5 | 41.4 | 0.92 | 4.785 | 0.13735 | 7.8694 | 266.7937 | 2.5125 | 0.95266 | 0.38571 | 0.74791 | 0.028977 | 0.1374 | 0.14131 | 0.97228 | 0.97326 | 0.059818 | 1.9886 | 2.9886 | 0.33461 | 234.0857 | 233.0857 | 0.0042903 | 63.4643 | 8.9828 | 64.0968 | 2465.0413 | 2473.4244 | 1312.293 | 1161.1314 | 47025.8236 |  |  | Trapezoidal Rule
24 | 42.3 | 43.2 | 0.96 | 4.993 | 0.13178 | 7.5502 | 278.3934 | 2.4136 | 0.47567 | 0.62147 | 0.57307 | 0.026677 | 0.10098 | 0.13555 | 0.74499 | 0.74826 | 0.02453 | 1.9826 | 2.9826 | 0.33527 | 456.2941 | 455.2941 | 0.0021964 | 66.1467 | 8.9738 | 66.7526 | 2673.548 | 1895.0056 | 1368.3236 | 526.6821 | 22278.6509 |  |  | Sum(y) | 0
25 | 44.1 | 45 | 1 | 5.2011 | 0.12663 | 7.2555 | 289.9932 | 2.3221 | 0 | 1 | 0 | 0.024638 | 0 | 0.13023 | 0 | 0.0093458 | -0.073407 | 0 | 1 | 1 | 0 | -1 | -1 | 0 | 0 | 0 | 0 | 0 | 0 | 0 | 0 |  |  |  | 0
[34 empty] | Torque/ blade | 0 | Nm
Trapezoidal Rule
[29 empty] | Sum(y) | 1010363.1153
1009990.3334
[29 empty] | Torque/ blade | 1817982.6 | Nm
Trapezoidal Rule
[31 empty] | Sum(y) | 0
0
[31 empty] | Torque/ blade | 0 | Nm

## Aerofoil
|  | R | 45
|  | TSR | 5.2 |  | Cl design | 1.3
|  | alpha | 0.17453 |  | alpha | 0.20944 |  | Note: ri is not considered as mid section radius here.
|  | Rated wind speed | 13.5 |  | B | 3
|  | Rated Rotor rpm | 1.5603 |  | B/2 | 1.5
|  | rho | 1.2
|  | Constant | 12.8886
|  | AOA | 0.17453
Sl.No | Midpoint ri | r | r/R | LSR | Flow angle | FA(deg) | chord | Aerofoil | aerofoil AOA | Twist. | AOA with PA | Max Cl | Max Cd | a | adash | Vb(1+adash) | V(1-a) | Vr | 0.5*rho*Vr^2 | L*sin(phi) | D*cos(phi) | dT | dQ |  |  |  | Twist-1
|  | 0 | [20 empty] | 0 |  | VR
1 | 0.9 | 1.8 | 0.04 | 0.20804 | 0.93579 | 53.6171 | 3.6518 | Cylinder | - | 0 | 52.6171 |  |  | 0.2898 | 1.5152 | 7.0643 | 9.5877 | 11.9092 | 85.0969 | 0 | 0 | 0 | 0 | 0 | 13.7891 | 1249.8279
2 | 2.7 | 3.6 | 0.08 | 0.41609 | 0.79573 | 45.592 | 4.4252 | Cylinder | - | 0 | 44.592 |  |  | 0.3046 | 0.63711 | 9.1959 | 9.3879 | 13.1415 | 103.619 | 0 | 0 | 0 | 0 | 0 | 14.622 | 1703.0156
3 | 4.5 | 5.4 | 0.12 | 0.62413 | 0.68187 | 39.0683 | 4.5555 | FFAW3 301 | 15 | 24.0683 | 14 | 1.3 | 0.07 | 0.3143 | 0.35342 | 11.4035 | 9.2569 | 14.6878 | 129.439 | 1449.3485 | 96.1391 | 1353.2094 | 6089.4423 | 23.0683 | 15.9236 | 2079.1588
4 | 6.3 | 7.2 | 0.16 | 0.83217 | 0.58885 | 33.7388 | 4.3567 | FFAW3 301 | 15 | 18.7388 | 14 | 1.3 | 0.07 | 0.32059 | 0.22239 | 13.7327 | 9.172 | 16.514 | 163.6279 | 1544.1661 | 124.4914 | 1419.6747 | 8943.9504 | 17.7388 | 17.563 | 2418.9662
5 | 8.1 | 9 | 0.2 | 1.0402 | 0.51352 | 29.4225 | 4.0317 | FFAW3 301 | 15 | 14.4225 | 14 | 1.3 | 0.07 | 0.3247 | 0.15108 | 16.1646 | 9.1166 | 18.5582 | 206.6435 | 1596.1397 | 152.3898 | 1443.7498 | 11694.3737 | 13.4225 | 19.4796 | 2753.7135
6 | 9.9 | 10.8 | 0.24 | 1.2483 | 0.45254 | 25.9284 | 3.682 | FFAW3 301 | 15 | 10.9284 | 14 | 1.3 | 0.07 | 0.32742 | 0.10825 | 18.6756 | 9.0798 | 20.7659 | 258.733 | 1624.5363 | 179.9206 | 1444.6157 | 14301.6953 | 9.9284 | 21.5922 | 3089.9507
7 | 11.7 | 12.6 | 0.28 | 1.4563 | 0.40288 | 23.083 | 3.351 | FFAW3 301 | 15 | 8.083 | 14 | 1.3 | 0.07 | 0.32927 | 0.080683 | 21.2463 | 9.0549 | 23.0954 | 320.0386 | 1639.8313 | 207.1831 | 1432.6482 | 16761.9835 | 7.083 | 23.8489 | 3430.706
8 | 13.5 | 14.4 | 0.32 | 1.6643 | 0.36205 | 20.7439 | 3.0535 | FFAW3 301 | 15 | 5.7439 | 14 | 1.3 | 0.07 | 0.33055 | 0.062013 | 23.862 | 9.0376 | 25.5162 | 390.6448 | 1647.7197 | 234.2566 | 1413.4631 | 19081.7525 | 4.7439 | 26.2124 | 3776.4578 |  |  | 63.2464 | 71.5006
9 | 15.3 | 16.2 | 0.36 | 1.8724 | 0.32812 | 18.8 | 2.7919 | NACA 415 | 13 | 5.8 | 12 | 1.35 | 0.04 | 0.33145 | 0.048845 | 26.5119 | 9.0254 | 28.0061 | 470.6038 | 1714.8617 | 149.2559 | 1565.6058 | 23953.7686 | 4.8 | 28.6564 | 4126.8747
10 | 17.1 | 18 | 0.4 | 2.0804 | 0.29961 | 17.1665 | 2.5638 | NACA 415 | 13 | 4.1665 | 12 | 1.35 | 0.04 | 0.33211 | 0.039249 | 29.1882 | 9.0165 | 30.5491 | 559.9487 | 1716.0519 | 164.5975 | 1551.4544 | 26529.871 | 3.1665 | 31.1619 | 4481.3168 |  | 0
11 | 18.9 | 19.8 | 0.44 | 2.2885 | 0.2754 | 15.7793 | 2.3651 | NACA 415 | 13 | 2.7793 | 12 | 1.35 | 0.04 | 0.33259 | 0.032063 | 31.885 | 9.0101 | 33.1336 | 658.7006 | 1715.7318 | 179.9009 | 1535.8309 | 29027.2031 | 1.7793 | 33.7152 | 4839.1617
12 | 20.7 | 21.6 | 0.48 | 2.4965 | 0.25463 | 14.5893 | 2.1916 | NACA 415 | 13 | 1.5893 | 12 | 1.35 | 0.04 | 0.33294 | 0.026558 | 34.5981 | 9.0053 | 35.7508 | 766.8735 | 1714.5317 | 195.1765 | 1519.3551 | 31450.651 | 0.58935 | 36.3062 | 5199.8501
13 | 22.5 | 23.4 | 0.52 | 2.7046 | 0.23665 | 13.5593 | 2.0395 | NACA 415 | 13 | 0.55931 | 12 | 1.35 | 0.04 | 0.33321 | 0.022257 | 37.3242 | 9.0016 | 38.3944 | 884.4759 | 1712.8305 | 210.4314 | 1502.3991 | 33803.9796 | -0.44069 | 38.9274 | 5562.9247
14 | 24.3 | 25.2 | 0.56 | 2.9126 | 0.22096 | 12.6602 | 1.9055 | NACA 415 | 13 | -0.33984 | 12 | 1.35 | 0.04 | 0.33342 | 0.018838 | 40.0609 | 8.9988 | 41.0591 | 1011.5119 | 1710.8586 | 225.6702 | 1485.1884 | 36090.0781 | -1.3398 | 41.5731 | 5928.0063
15 | 26.1 | 27 | 0.6 | 3.1206 | 0.20716 | 11.8693 | 1.7869 | NACA 415 | 13 | -1.1307 | 12 | 1.35 | 0.04 | 0.33358 | 0.016078 | 42.8061 | 8.9967 | 43.7413 | 1147.9817 | 1708.7566 | 240.8961 | 1467.8605 | 38311.1589 | -2.1307 | 44.2389 | 6294.7841
16 | 27.9 | 28.8 | 0.64 | 3.3287 | 0.19493 | 11.1688 | 1.6813 | NACA 415 | 13 | -1.8312 | 12 | 1.35 | 0.04 | 0.33371 | 0.013818 | 45.5583 | 8.995 | 46.4378 | 1293.8801 | 1706.6091 | 256.1108 | 1450.4983 | 40468.9028 | -2.8312 | 46.9214 | 6663.0191
17 | 29.7 | 30.6 | 0.68 | 3.5367 | 0.18403 | 10.5444 | 1.5869 | NACA 415 | 13 | -2.4556 | 12 | 1.35 | 0.04 | 0.33381 | 0.011941 | 48.316 | 8.9936 | 49.1459 | 1449.1944 | 1704.4647 | 271.3147 | 1433.15 | 42564.5545 | -3.4556 | 49.6178 | 7032.493
18 | 31.5 | 32.4 | 0.72 | 3.7448 | 0.17427 | 9.9847 | 1.5021 | NACA 415 | 13 | -3.0153 | 12 | 1.35 | 0.04 | 0.3339 | 0.010357 | 51.0781 | 8.9924 | 51.8636 | 1613.8996 | 1702.347 | 286.5066 | 1415.8403 | 44598.9701 | -4.0153 | 52.326 | 7403.0826
19 | 33.3 | 34.2 | 0.76 | 3.9528 | 0.16546 | 9.4803 | 1.4256 | NACA 415 | 13 | -3.5197 | 12 | 1.35 | 0.04 | 0.33398 | 0.008994 | 53.843 | 8.9912 | 54.5886 | 1787.9493 | 1700.26 | 301.6833 | 1398.5767 | 46572.6054 | -4.5197 | 55.0443 | 7774.7138
20 | 35.1 | 36 | 0.8 | 4.1609 | 0.15749 | 9.0237 | 1.3562 | NACA 415 | 13 | -3.9763 | 12 | 1.35 | 0.04 | 0.33407 | 0.0077898 | 56.6092 | 8.9901 | 57.3187 | 1971.2567 | 1698.1883 | 316.8376 | 1381.3507 | 48485.4113 | -4.9763 | 57.7712 | 8147.3462
21 | 36.9 | 37.8 | 0.84 | 4.3689 | 0.15025 | 8.6086 | 1.2931 | NACA 415 | 13 | -4.3914 | 12 | 1.35 | 0.04 | 0.33418 | 0.0066785 | 59.3742 | 8.9886 | 60.0507 | 2163.6517 | 1696.0887 | 331.9553 | 1364.1334 | 50336.5228 | -5.3914 | 60.5055 | 8521.0627
22 | 38.7 | 39.6 | 0.88 | 4.577 | 0.14364 | 8.2298 | 1.2356 | FFAW3 241 | 12 | -3.7702 | 11 | 1.3 | 0.04 | 0.33433 | 0.0055713 | 62.1331 | 8.9865 | 62.7796 | 2364.767 | 1631.1263 | 347.0052 | 1284.1211 | 49695.4847 | -4.7702 | 63.2464 | 8896.2415
23 | 40.5 | 41.4 | 0.92 | 4.785 | 0.13759 | 7.8833 | 1.183 | FFAW3 241 | 12 | -4.1167 | 11 | 1.3 | 0.04 | 0.33461 | 0.0042903 | 64.8746 | 8.9828 | 65.4935 | 2573.6404 | 1628.6083 | 361.9056 | 1266.7028 | 51301.4621 | -5.1167 | 65.993 | 9273.8145
24 | 42.3 | 43.2 | 0.96 | 4.993 | 0.13207 | 7.5668 | 1.1354 | FFAW3 241 | 12 | -4.4332 | 11 | 1.3 | 0.04 | 0.33527 | 0.0021964 | 67.5541 | 8.9738 | 68.1475 | 2786.4483 | 1624.7144 | 376.3294 | 1248.385 | 52806.6854 | -5.4332 | 68.7446 | 9657.9287
25 | 44.1 | 45 | 1 | 5.2011 | 0.12681 | 7.2655 | 1.0886 | FFAW3 241 | 12 | -4.7345 | 11 | 1.3 | 0.04 | 0.33527 | 0.0024633 | 70.3876 | 8.9738 | 70.9573 | 3020.9625 | 1622.0752 | 391.4772 | 1230.5979 | 54269.3692 | -5.7345 | 71.5006 | 10017.8204
Trapezoidal Rule
[21 empty] | Sum(y) | 777139.8764
750005.1918
[21 empty] | Torque/ blade | 1296008.9714 | Nm
1281786
14222.9714
Trapezoidal Rule
[23 empty] | Sum(y) | 0
0
[23 empty] | Torque/ blade | 0 | Nm

## MATLAB
Rotor Radius | 45 |  | No. of Blades(B) | 3
Rated wind speed | 13.5 |  | B/2 | 1.5
Rated Rotor rpm | 1.5603
|  | calculated | Obtained |  |  |  |  | Input | calculated | MATLAB | Obtained | Obtained | calculated | Obtained | calculated | calculated | MATLAB | MATLAB | [28 empty] | Req. Torque | 1281786
r | Vb | VR | VR | FA(rad) | 2/3*FA | 2/3*FA | chord | Twist | AOA | AOA | Cl | Cd | dL | FA | dD | dD with cos | dL | dD | error in dL | error in dD | dT | dQ |  |  |  | windspeed | Pitch(0) | Pitch(1) | Pitch(2) | Pitch(3) | Pitch(4) | pitch(5) | pitch(7) | pitch(8) | Pitch(9) | pitch(10) | pitch(11) | pitch(12) | pitch(13) | pitch(14) | pitch(15) | pitch(16) | pitch(17) | pitch(18) | pitch(19) | pitch(20) | pitch(21) | Error
1.8 | 2.8086 | 13.7891 | 13.7891 | 1.3657 | 0.91045 | 52.1651 | 3.65 | 0 | 52.1651 | 52.1651 | 0 | 0 | 0 | 0.91045 | 0 | 0 | 0 | 0 | 0 | 0 | 0 | 0 | 0 |  |  | 13.5 | Pitch(0): 1675965.9849; Pitch(1): 1671047.851; Pitch(2): 1642981.9079; Pitch(3): 1558766.6184; Pitch(4): 1470942.9372; pitch(5): 1383013.6064; pitch(7): 1152393.2057; pitch(8): 1040716.9212; Pitch(9): 896342.8022; pitch(10): 756847.4444 | -101227.6064
3.6 | 5.6172 | 14.622 | 14.622 | 1.1765 | 0.78433 | 44.939 | 4.43 | 0 | 44.939 | 44.939 | 0 | 0 | 0 | 0.78433 | 0 | 0 | 0 | 0 | 0 | 0 | 0 | 0 | 0 |  |  | 15 | Pitch(0): 1829750.9212; Pitch(1): 1903728.7203; Pitch(2): 1906025.9937; Pitch(3): 1872207.4116; Pitch(4): 1786267.7899; pitch(5): 1680753.0903; pitch(7): 1449472.4238; pitch(8): 1326658.8063; Pitch(9): 1208040.4662; pitch(10): 1048545.5092 | -44872.8063
5.4 | 8.4258 | 15.9136 | 15.9236 | 1.0128 | 0.67522 | 38.687 | 4.56 | 24.0683 | 14.6187 | 14.617 | 1.2994 | 0.12154 | 1690.3494 | 0.67522 | 252.9443 | 197.4413 | 1688.2312 | 197.1939 | 2.1183 | 0.24742 | 1492.9081 | 8061.7039 | 8051.6014 |  |  | 16 | Pitch(0): 1881131.7247; Pitch(1): 2001369.6104; Pitch(2): 2063015.2831; Pitch(3): 2057487.0682; Pitch(4): 2000954.0323; pitch(5): 1911180.5198; pitch(7): 1666095.7761; pitch(8): 1533818.4185; Pitch(9): 1401383.2462; pitch(10): 1271228.9866 | 10557.0134
7.2 | 11.2343 | 17.563 | 17.563 | 0.87674 | 0.5845 | 33.4891 | 4.36 | 18.7388 | 14.7503 | 14.7491 | 1.3005 | 0.12403 | 1737.0935 | 0.5845 | 300.2391 | 250.3965 | 1737.101 | 250.3976 | -0.0074409 | -0.0010726 | 1486.697 | 10704.2184 | 10704.2642 |  |  | 17 | Pitch(0): 1908199.563; Pitch(1): 2083940.9453; Pitch(2): 2180987.6995; Pitch(3): 2226225.4085; Pitch(4): 2203861.9502; pitch(5): 2128727.9903; pitch(7): 1901672.1929; pitch(8): 1750549.2904; Pitch(9): 1611137.8182; pitch(10): 1475643.4335; pitch(11): 1322569.1588; pitch(12): 1140520.9335 | -40783.1588
9 | 14.0429 | 19.4796 | 19.4796 | 0.76569 | 0.51046 | 29.2472 | 4.03 | 14.4225 | 14.8247 | 14.8272 | 1.3011 | 0.1255 | 1749.7835 | 0.51046 | 345.4352 | 301.3992 | 1749.7777 | 301.3982 | 0.0057069 | 0.00098301 | 1448.3843 | 13035.4586 | 13035.4161 |  |  | 18 | 1901293.0387 | 2121983.6583 | 2270110.2565 | 2360080.074 | 2387430.2783 | 2339146.531 | 2132929.6955 | 1996262.3506 | 1835327.7841 | 1680400.0819 | 1546321.2926 | 1372700.9828 | 1178937.3828 | [8 empty] | -90914.9828
10.8 | 16.8515 | 21.5922 | 21.5922 | 0.67542 | 0.45028 | 25.7992 | 3.68 | 10.9284 | 14.8708 | 14.8692 | 1.3014 | 0.12629 | 1749.2313 | 0.45028 | 390.0078 | 351.1338 | 1749.2315 | 351.1339 | -0.00019627 | -3.9398e-05 | 1398.0974 | 15099.4524 | 15099.4541 | Torque | Power | 19 | 1877205.8828 | 2130207.8393 | 2337289.2001 | 2460827.2497 | 2537383.5723 | 2543079.5746 | 2380038.5553 | 2250511.5352 | 2084883.5337 | 1917158.1643 | 1753454.141 | 1602480.631 | 1409597.3424 | 1209258.2179 | [7 empty] | 72527.7821
12.6 | 19.6601 | 23.8489 | 23.8489 | 0.60172 | 0.40115 | 22.9842 | 3.35 | 8.083 | 14.9011 | 14.9042 | 1.3017 | 0.12695 | 1743.29 | 0.40115 | 435.3855 | 400.8215 | 1743.2869 | 400.8208 | 0.0031177 | 0.00071684 | 1342.4685 | 16915.103 | 16915.0728 | 1273983.6094 | 1987827.6489 | 20 | 1837079.4455 | 2113154.3971 | 2362854.633 | 2541327.3271 | 2658671.1769 | 2712887.3635 | 2612432.1755 | 2489357.0138 | 2350863.4002 | 2170287.5614 | 1984417.5664 | 1827639.6836 | 1650405.6915 | 1445297.4181 | 1240291.1411 | [6 empty] | 41494.8589
14.4 | 22.4687 | 26.2124 | 26.2124 | 0.54103 | 0.36069 | 20.666 | 3.05 | 5.7439 | 14.9221 | 14.926 | 1.3019 | 0.12736 | 1733.1704 | 0.36069 | 480.409 | 449.4964 | 1733.1735 | 449.4972 | -0.0031465 | -0.00081605 | 1283.6739 | 18484.9048 | 18484.9384 | 848422.129 | 1323813.708 | 21 | pitch(15): 1472876.86; pitch(16): 1266473.8197 | 15312.1803
16.2 | 25.2773 | 28.6564 | 28.6564 | 0.49054 | 0.32702 | 18.7371 | 2.79 | 5.8 | 12.9371 | 12.9371 | 1.5457 | 0.039293 | 2047.6541 | 0.32702 | 162.0457 | 153.4576 | 2047.655 | 153.4577 | -0.00083192 | -6.2347e-05 | 1894.1965 | 30685.9834 | 30685.9959 |  |  | 22 | pitch(16): 1498572.4042; pitch(17): 1280533.547 | 1252.453
18 | 28.0858 | 31.1619 | 31.1619 | 0.44806 | 0.29871 | 17.1148 | 2.56 | 4.1665 | 12.9483 | 12.9448 | 1.546 | 0.039348 | 2035.8332 | 0.29871 | 176.0679 | 168.2711 | 2035.8338 | 168.2711 | -0.00063461 | -5.2454e-05 | 1867.5621 | 33616.1175 | 33616.128 |  |  | 23 | pitch(17): 1522946.7208; pitch(18): 1283545.0346 | -1759.0346
19.8 | 30.8944 | 33.7152 | 33.7152 | 0.41197 | 0.27464 | 15.736 | 2.37 | 2.7793 | 12.9567 | 12.956 | 1.5464 | 0.039427 | 2033.7032 | 0.27464 | 191.1924 | 184.0268 | 2033.7042 | 184.0269 | -0.0010901 | -9.8638e-05 | 1849.6764 | 36623.5924 | 36623.612 |  |  | 24 | pitch(18): 1532354.8357; pitch(19): 1274022.661; pitch(20): 988622.7832 | 7763.339
21.6 | 33.703 | 36.3062 | 36.3062 | 0.38099 | 0.25399 | 14.5526 | 2.19 | 1.5893 | 12.9633 | 12.9626 | 1.5466 | 0.039475 | 2019.2613 | 0.25399 | 205.1144 | 198.5337 | 2019.265 | 198.5341 | -0.0037595 | -0.00036964 | 1820.7275 | 39327.7149 | 39327.7881 |  |  | 25 | pitch(19): 1527528.6879; pitch(20): 1246051.5145; Req. Torque pitch(21): 931051.603 | 35734.4855
23.4 | 36.5116 | 38.9274 | 38.9274 | 0.35416 | 0.2361 | 13.5278 | 2.04 | 0.55931 | 12.9685 | 12.9678 | 1.5467 | 0.039511 | 2013.2319 | 0.2361 | 219.853 | 213.7535 | 2013.2368 | 213.7541 | -0.0049428 | -0.0005248 | 1799.4783 | 42107.7933 | 42107.8967
25.2 | 39.3202 | 41.5731 | 41.5731 | 0.33073 | 0.22048 | 12.6328 | 1.91 | -0.33984 | 12.9726 | 12.9728 | 1.5469 | 0.039547 | 2010.225 | 0.22048 | 234.9848 | 229.2963 | 2010.229 | 229.2967 | -0.003969 | -0.00045273 | 1780.9287 | 44879.4043 | 44879.4929
27 | 42.1288 | 44.2389 | 44.2389 | 0.31011 | 0.20674 | 11.8452 | 1.79 | -1.1307 | 12.976 | 12.9752 | 1.547 | 0.039564 | 2002.3557 | 0.20674 | 249.4802 | 244.1677 | 2002.3577 | 244.1679 | -0.0019787 | -0.00024129 | 1758.188 | 47471.0765 | 47471.1235 |  |  |  | Pitch(0): 836255.7452; Pitch(2): 861292.2995
28.8 | 44.9373 | 46.9214 | 46.9214 | 0.29184 | 0.19456 | 11.1475 | 1.68 | -1.8312 | 12.9787 | 12.9775 | 1.547 | 0.03958 | 1991.3061 | 0.19456 | 263.5123 | 258.5405 | 1991.3032 | 258.5402 | 0.002834 | 0.00036795 | 1732.7655 | 49903.6477 | 49903.5766 | Calculated/Expected |  | windspeed | Pitch(0) | Pitch(1) | Pitch(2) | Pitch(3) | Pitch(4) | pitch(5) | pitch(7) | pitch(8) | Pitch(9) | pitch(10) | pitch(11) | pitch(12) | pitch(13) | pitch(14) | pitch(15) | pitch(16) | pitch(17) | pitch(18) | pitch(19) | pitch(20)
30.6 | 47.7459 | 49.6178 | 49.6178 | 0.27555 | 0.1837 | 10.5254 | 1.59 | -2.4556 | 12.981 | 12.9854 | 1.5473 | 0.039636 | 1991.5266 | 0.1837 | 279.278 | 274.5789 | 1991.5244 | 274.5786 | 0.002191 | 0.00030208 | 1716.9477 | 52538.6 | 52538.5422 | Trapezoidal Rule |  | 13.5 | 836255.7452 Pitch(0): 835233.5432; 836255.7452 Pitch(1): 856776.1672; 861292.2995 Pitch(2): 859937.5689; 861292.2995 Pitch(3): 849092.5033; 861292.2995 Pitch(4): 828480.6402; 861292.2995 pitch(5): 800711.5421
32.4 | 50.5545 | 52.326 | 52.326 | 0.26095 | 0.17397 | 9.9675 | 1.5 | -3.0153 | 12.9828 | 12.9875 | 1.5474 | 0.039652 | 1979.9835 | 0.17397 | 293.129 | 288.7045 | 1979.9821 | 288.7043 | 0.0013723 | 0.00020009 | 1691.279 | 54797.4397 | 54797.4017 | Sum(y) | 967150.027 | 15 | 836255.7452 Pitch(0): 1159364.0505; 836255.7452 Pitch(1): 1161822.1752; 861292.2995 Pitch(2): 1149574.6683; 861292.2995 Pitch(3): 1129105.2068; 861292.2995 Pitch(4): 1095195.6318; 861292.2995 pitch(5): 1049293.2747
34.2 | 53.3631 | 55.0443 | 55.0443 | 0.24779 | 0.16519 | 9.4647 | 1.43 | -3.5197 | 12.9843 | 12.9847 | 1.5473 | 0.039631 | 1984.2928 | 0.16519 | 309.0805 | 304.873 | 1984.2893 | 304.8725 | 0.003463 | 0.00053207 | 1679.4198 | 57436.1578 | 57436.0576 |  | 931102.2028 | 16 | 836255.7452 Pitch(0): 1358114.5696; 836255.7452 Pitch(1): 1365313.015; 861292.2995 Pitch(2): 1350105.3893; 861292.2995 Pitch(3): 1321525.8231; 861292.2995 Pitch(4): 1289117.9535; 861292.2995 pitch(5): 1238654.8372
36 | 56.1717 | 57.7712 | 57.7712 | 0.23586 | 0.15724 | 9.0092 | 1.36 | -3.9763 | 12.9855 | 12.9892 | 1.5474 | 0.039664 | 1979.7653 | 0.15724 | 324.0609 | 320.063 | 1979.7628 | 320.0626 | 0.0025461 | 0.00041162 | 1659.7023 | 59749.2839 | 59749.2071 | Torque/ blade | 1675983.9651 | 17 | 836255.7452 Pitch(0): 1540598.3948; 836255.7452 Pitch(1): 1561777.7178; 861292.2995 Pitch(2): 1556233.2102; 861292.2995 Pitch(3): 1525192.7123; 861292.2995 Pitch(4): 1482052.6038; 861292.2995 pitch(5): 1439079.0897; 861292.2995 pitch(7): 1299408.2902; 861292.2995 pitch(8): 1223469.5714
37.8 | 58.9803 | 60.5055 | 60.5055 | 0.22501 | 0.15001 | 8.5949 | 1.29 | -4.3914 | 12.9863 | 12.9849 | 1.5473 | 0.039633 | 1965.6572 | 0.15001 | 336.9045 | 333.121 | 1965.6602 | 333.1215 | -0.0030046 | -0.00050919 | 1632.5363 | 61709.8704 | 61709.9647 |  |  | 18 | 836255.7452 Pitch(0): 1707654.637; 836255.7452 Pitch(1): 1743675.6495; 861292.2995 Pitch(2): 1754102.2431; 861292.2995 Pitch(3): 1737571.3187; 861292.2995 Pitch(4): 1692283.1135; 861292.2995 pitch(5): 1634337.518; 861292.2995 pitch(7): 1498538.3866; 861292.2995 pitch(8): 1412743.714; 861292.2995 Pitch(9): 1324391.7747; 861292.2995 pitch(10): 1229486.9941
39.6 | 61.7888 | 63.2464 | 63.2464 | 0.21511 | 0.1434 | 8.2164 | 1.24 | -3.7702 | 11.9866 | 11.9864 | 1.4338 | 0.021522 | 1829.4645 | 0.1434 | 192.1497 | 190.1773 | 1829.4645 | 190.1773 | 0 | -7.1054e-13 | 1639.2871 | 64915.7702 | 64915.7702 |  |  | 19 | 861292.2995 pitch(8): 1618741.6875; 861292.2995 Pitch(9): 1519768.1687; 861292.2995 pitch(10): 1420925.7772
41.4 | 64.5974 | 65.993 | 65.993 | 0.20602 | 0.13735 | 7.8694 | 1.18 | -4.1167 | 11.9861 | 11.9894 | 1.434 | 0.021527 | 1816.1115 | 0.13735 | 199.1243 | 197.2491 | 1816.1115 | 197.2491 | -5.0022e-12 | 0 | 1618.8624 | 67020.9053 | 67020.9053 | Obtained from Matlab |  | 20
43.2 | 67.406 | 68.7446 | 68.7446 | 0.19766 | 0.13178 | 7.5502 | 1.14 | -4.4332 | 11.9834 | 11.9802 | 1.4334 | 0.021511 | 1826.474 | 0.13178 | 208.6024 | 206.7939 | 1826.474 | 206.7939 | 1.819e-12 | 0 | 1619.6801 | 69970.1803 | 69970.1803 | Trapezoidal Rule |  | windspeed | Pitch(0) | Pitch(1) | Pitch(2) | Pitch(3) | Pitch(4) | pitch(5) | pitch(7) | pitch(8) | Pitch(9) | pitch(10) | pitch(11) | pitch(12) | pitch(13) | pitch(14) | pitch(15) | pitch(16) | pitch(17) | pitch(18) | pitch(19) | pitch(20)
45 | 70.2146 | 71.5006 | 71.5006 | 0.18995 | 0.12663 | 7.2555 | 1.09 | -4.7345 | 11.99 | 11.9855 | 1.4337 | 0.02152 | 1816.2522 | 0.12663 | 215.8551 | 214.1267 | 1816.2522 | 214.1267 | 1.0004e-11 | 3.979e-13 | 1602.1255 | 72095.6483 | 72095.6483 | Sum(y) | 967140.038 | 13.5
[25 empty] | 931092.2138 | 15
Pitch=0 deg (2/3FA) | [23 empty] | Torque/ blade | 1675965.9849 | 16
r/R | 2/3*FA | Cl | Cd | Cn | Ct | F |  |  | sigma | Axial Induction Factor |  |  |  | Tangential Induction Factor |  |  |  |  | V(1-a) | V(1+adash) | FA |  |  |  |  | 17
[6 empty] | N/D | exp | F |  | D | D+1 | a | a(prev) | D | D-1 | adash | ad(prev) | [8 empty] | 18
0.04 | 0.91045 | 0 | 0 | 0 | 0 | 45.5822 | 1.5992e-20 | 1 | 0.96819 | #DIV/0! | #DIV/0! | 0.21952 | 0.2898 | #DIV/0! | #DIV/0! | 0.17397 | 1.5152 |  | 10.5365 | 3.2972 | 1.2675
0.08 | 0.78433 | 0 | 0 | 0 | 0 | 24.4212 | 2.4774e-11 | 1 | 0.58755 | #DIV/0! | #DIV/0! | 0.21952 | 0.3046 | #DIV/0! | #DIV/0! | 0.17397 | 0.63711 |  | 10.5365 | 6.5944 | 1.0116
0.12 | 0.67522 | 1.2994 | 0.12154 | 1.0902 | 0.71732 | 17.5982 | 2.2762e-08 | 1 | 0.40319 | 3.5554 | 4.5554 | 0.21952 | 0.3143 | 6.748 | 5.748 | 0.17397 | 0.35342 |  | 10.5365 | 9.8916 | 0.81695
0.16 | 0.5845 | 1.3005 | 0.12403 | 1.153 | 0.61414 | 14.272 | 6.3349e-07 | 1 | 0.28913 | 3.6531 | 4.6531 | 0.21491 | 0.32059 | 10.3663 | 9.3663 | 0.10677 | 0.22239 |  | 10.5987 | 12.4338 | 0.70589
0.2 | 0.51046 | 1.3011 | 0.1255 | 1.1966 | 0.52619 | 12.2805 | 4.6412e-06 | 1 | 0.2138 | 3.7324 | 4.7324 | 0.21131 | 0.3247 | 15.1572 | 14.1572 | 0.070636 | 0.15108 |  | 10.6473 | 15.0348 | 0.61619
0.24 | 0.45028 | 1.3014 | 0.12629 | 1.2267 | 0.45271 | 10.9141 | 1.82e-05 | 0.99999 | 0.16269 | 3.7964 | 4.7964 | 0.20849 | 0.32742 | 21.28 | 20.28 | 0.04931 | 0.10825 |  | 10.6854 | 17.6824 | 0.54357
0.28 | 0.40115 | 1.3017 | 0.12695 | 1.248 | 0.39143 | 9.878 | 5.1289e-05 | 0.99997 | 0.12695 | 3.8496 | 4.8496 | 0.2062 | 0.32927 | 28.9369 | 27.9369 | 0.035795 | 0.080683 |  | 10.7163 | 20.3638 | 0.48442
0.32 | 0.36069 | 1.3019 | 0.12736 | 1.2631 | 0.34031 | 9.0318 | 0.00011955 | 0.99992 | 0.10113 | 3.9 | 4.9 | 0.20408 | 0.33055 | 38.3769 | 37.3769 | 0.026754 | 0.062013 |  | 10.7449 | 23.0698 | 0.43588
0.36 | 0.32702 | 1.5457 | 0.039293 | 1.4764 | 0.45931 | 8.3015 | 0.00024814 | 0.99984 | 0.08223 | 3.3992 | 4.3992 | 0.22731 | 0.33145 | 32.212 | 31.212 | 0.032039 | 0.048845 |  | 10.4313 | 26.0871 | 0.38039
0.4 | 0.29871 | 1.546 | 0.039348 | 1.4891 | 0.41736 | 7.6456 | 0.00047814 | 0.9997 | 0.067906 | 3.4248 | 4.4248 | 0.226 | 0.33211 | 39.683 | 38.683 | 0.025851 | 0.039249 |  | 10.449 | 28.8119 | 0.34791
0.44 | 0.27464 | 1.5464 | 0.039427 | 1.4991 | 0.38144 | 7.0393 | 0.00087675 | 0.99944 | 0.057151 | 3.432 | 4.432 | 0.22563 | 0.33259 | 47.8716 | 46.8716 | 0.021335 | 0.032063 |  | 10.454 | 31.5536 | 0.31993
0.48 | 0.25399 | 1.5466 | 0.039475 | 1.5069 | 0.3504 | 6.4672 | 0.0015536 | 0.99901 | 0.04841 | 3.4586 | 4.4586 | 0.22429 | 0.33294 | 57.294 | 56.294 | 0.017764 | 0.026558 |  | 10.4721 | 34.3017 | 0.29631
0.52 | 0.2361 | 1.5467 | 0.039511 | 1.5131 | 0.32339 | 5.9193 | 0.0026872 | 0.99829 | 0.041625 | 3.4691 | 4.4691 | 0.22376 | 0.33321 | 67.4636 | 66.4636 | 0.015046 | 0.022257 |  | 10.4793 | 37.0609 | 0.27556
0.56 | 0.22048 | 1.5469 | 0.039547 | 1.5181 | 0.29972 | 5.389 | 0.0045667 | 0.99709 | 0.036189 | 3.4723 | 4.4723 | 0.2236 | 0.33342 | 78.4719 | 77.4719 | 0.012908 | 0.018838 |  | 10.4815 | 39.8277 | 0.25733
0.6 | 0.20674 | 1.547 | 0.039564 | 1.5222 | 0.27882 | 4.8717 | 0.0076606 | 0.99512 | 0.031654 | 3.4809 | 4.4809 | 0.22317 | 0.33358 | 90.6046 | 89.6046 | 0.01116 | 0.016078 |  | 10.4872 | 42.5989 | 0.24138
0.64 | 0.19456 | 1.547 | 0.03958 | 1.5255 | 0.26027 | 4.3642 | 0.012725 | 0.9919 | 0.027852 | 3.4904 | 4.4904 | 0.2227 | 0.33371 | 103.8226 | 102.8226 | 0.0097255 | 0.013818 |  | 10.4936 | 45.3744 | 0.22727
0.68 | 0.1837 | 1.5473 | 0.039636 | 1.5285 | 0.24368 | 3.8642 | 0.020979 | 0.98664 | 0.024809 | 3.4728 | 4.4728 | 0.22357 | 0.33381 | 117.2441 | 116.2441 | 0.0086026 | 0.011941 |  | 10.4817 | 48.1567 | 0.21432
0.72 | 0.17397 | 1.5474 | 0.039652 | 1.5309 | 0.22878 | 3.3701 | 0.034386 | 0.97811 | 0.022105 | 3.4639 | 4.4639 | 0.22402 | 0.3339 | 131.889 | 130.889 | 0.0076401 | 0.010357 |  | 10.4757 | 50.9407 | 0.20282
0.76 | 0.16519 | 1.5473 | 0.039631 | 1.5327 | 0.21534 | 2.8806 | 0.056101 | 0.96427 | 0.019964 | 3.4084 | 4.4084 | 0.22684 | 0.33398 | 145.5237 | 144.5237 | 0.0069193 | 0.008994 |  | 10.4377 | 53.7323 | 0.19186
0.8 | 0.15724 | 1.5474 | 0.039664 | 1.5345 | 0.20314 | 2.3947 | 0.091197 | 0.94186 | 0.018038 | 3.3377 | 4.3377 | 0.23054 | 0.33407 | 159.0217 | 158.0217 | 0.0063282 | 0.0077898 |  | 10.3877 | 56.5271 | 0.18174
0.84 | 0.15001 | 1.5473 | 0.039633 | 1.5358 | 0.19205 | 1.9118 | 0.14781 | 0.90555 | 0.016294 | 3.2327 | 4.2327 | 0.23625 | 0.33418 | 171.0437 | 170.0437 | 0.0058808 | 0.0066785 |  | 10.3106 | 59.3271 | 0.17207
0.88 | 0.1434 | 1.4338 | 0.021522 | 1.4222 | 0.18361 | 1.4313 | 0.23901 | 0.84636 | 0.014951 | 3.2519 | 4.2519 | 0.23519 | 0.33433 | 174.4402 | 173.4402 | 0.0057657 | 0.0055713 |  | 10.325 | 62.1451 | 0.16464
0.92 | 0.13735 | 1.434 | 0.021527 | 1.4234 | 0.17501 | 0.95266 | 0.38571 | 0.74791 | 0.013609 | 2.8951 | 3.8951 | 0.25673 | 0.33461 | 170.362 | 169.362 | 0.0059045 | 0.0042903 |  | 10.0341 | 64.9788 | 0.15321
0.96 | 0.13178 | 1.4334 | 0.021511 | 1.4238 | 0.16702 | 0.47567 | 0.62147 | 0.57307 | 0.0126 | 2.206 | 3.206 | 0.31192 | 0.33527 | 141.882 | 140.882 | 0.0070981 | 0.0021964 |  | 9.2891 | 67.8845 | 0.13599
1 | 0.12663 | 1.4337 | 0.02152 | 1.425 | 0.15973 | 0 | 1 | 0 | 0.011565 | 0 | 1 | 0.31192 | 1 | 0 | -1 | 0.0071 | -1 |  | 9.2891 | 70.7131 | 0.13062

## Sheet4
Pitch=0 deg
AOA | Cl | Cd
53.6171 | 0 | 0
45.592 | 0 | 0
14.9983 | 1.3025 | 0.12872
14.9988 | 1.3025 | 0.12873
15.0025 | 1.3025 | 0.1288
14.9984 | 1.3025 | 0.12872
15.003 | 1.3025 | 0.12881
15.0039 | 1.3025 | 0.12883
13 | 1.5477 | 0.03974
12.9965 | 1.5476 | 0.039715
12.9993 | 1.5477 | 0.039735
12.9993 | 1.5477 | 0.039735
12.9993 | 1.5477 | 0.039735
13.0002 | 1.5477 | 0.039741
12.9993 | 1.5477 | 0.039735
12.9988 | 1.5477 | 0.039731
13.0044 | 1.5479 | 0.039771
13.0047 | 1.5479 | 0.039773
13.0003 | 1.5478 | 0.039743
13.0037 | 1.5479 | 0.039767
12.9986 | 1.5477 | 0.03973
11.9998 | 1.4345 | 0.021544
12.0033 | 1.4347 | 0.021549
11.9968 | 1.4344 | 0.021539
11.9955 | 1.4343 | 0.021537
Pitch=5 deg
AOA | Cl | Cd
48.6171 | 0 | 0
40.592 | 0 | 0
9.9983 | 1.1653 | 0.070587
9.9988 | 1.1653 | 0.070595
10.0025 | 1.1653 | 0.070651
9.9984 | 1.1653 | 0.070588
10.003 | 1.1653 | 0.07066
10.0039 | 1.1653 | 0.070674
8 | 1.2079 | 0.011806
7.9965 | 1.2075 | 0.0118
7.9993 | 1.2078 | 0.011805
7.9993 | 1.2078 | 0.011805
7.9993 | 1.2078 | 0.011805
8.0002 | 1.2079 | 0.011806
7.9993 | 1.2078 | 0.011805
7.9988 | 1.2078 | 0.011804
8.0044 | 1.2084 | 0.011813
8.0047 | 1.2084 | 0.011813
8.0003 | 1.2079 | 0.011806
8.0037 | 1.2083 | 0.011812
7.9986 | 1.2078 | 0.011804
6.9998 | 1.0041 | 0.014178
7.0033 | 1.0043 | 0.01418
6.9968 | 1.0039 | 0.014177
6.9955 | 1.0039 | 0.014176